## Table of Contents
Tab Number | Tab Name | Link to Tab
1 | About This Workbook | Link to Tab
2 | Raw Data | Link to Tab
3 | User Inputs - Set Targets | Link to Tab
4 | Baseline - Floor Area Totals | Link to Tab
5 | Baseline - By Size | Link to Tab
6 | Baseline - By Size & Type | Link to Tab
7 | Baseline - By End Use & Fuel | Link to Tab
8 | Baseline - HVAC | Link to Tab
9 | Baseline - Interior Equip | Link to Tab
10 | Baseline - Lighting | Link to Tab
11 | Baseline - Water Systems | Link to Tab
12 | Baseline - Segments | Link to Tab
13 | Upgrades - Lookup Table | Link to Tab
14 | Upgrades - EUI Targets | Link to Tab
15 | Upgrades - Site Energy | Link to Tab
16 | Upgrades - EUI by Bldg Type | Link to Tab
17 | Upgrades - Total Emissions | Link to Tab
18 | Upgrades - Emission Targets | Link to Tab

## 1. About This Workbook
ComStock BPS Workbook
How it Works and How to Responsibly Use the Data
The ComStock Impact Analysis Workbook was developed for states, cities, and other jurisdictions who are interested in understanding their building stock, evaluating upgrade potential, setting energy or emissions building performance targets, and more. Programs which seek to characterize, direct, and evaluate energy reduction strategies in the built environment can take extensive time and resources in data collection and analysis. A portfolio manager, whether a jurisdiction or industry organization, will need to understand the state of the existing building stock, especially with limited or no benchmarking data. This workbook, based on the published ComStock 2024 Release 2, was developed to help answer these questions about the baseline stock and the impact of upgrades to assist jurisdictions seeking to implement a commercial buildings program.
In many cases, ComStock, which is based on numerous data sources, statistical sampling methods, and physics-based building energy modeling, likely represents the best available dataset of commercial buildings beyond benchmarked energy data. Note that the ComStock data set accounts for 64% of the energy use and 62% of the floor area of commercial buildings in the United States compared to the Commercial Building Energy Consumption Survey (CBECS). The remaining 36% of energy use not represented is due to several CBECS building types that are not yet included in ComStock, such as grocery stores and religious worship. For more information on buildings not included in ComStock, see https://nrel.github.io/ComStock.github.io/docs/resources/explanations/building_types_not_included.html.
By down-selecting the ComStock dataset to a selected geography, users can gain useful insights into their current commercial building stock of a specific region, as well as into the impacts of the 30+ building upgrades modeled in ComStock. These upgrades represent a wide array of emerging technologies and energy efficiency measures covering heating, ventilation, and air conditioning (HVAC, envelope, lighting, equipment, and demand flexibility, as well as packages of multiple upgrades). The ComStock Impact Analysis Workbook can help cities, states, jurisdictions, and other users understand the energy and emissions impacts of each upgrade on the building stock in a specific geography. This enables users to set energy or emissions targets, prioritize upgrades and building types with the highest impact potential, and develop concrete plans for meeting their goals.
Additionally, the "New Build" tabs at the end of the workbook calculate anticipated new build construction volume, energy, and emissions for the selected geography by building type from 2023 to 2058. The new build methodology was derived by the Pacific Northwest National Laboratory. More information can be found here: https://www.energycodes.gov/impact-analysis.
On each tab, there will be a Tab Description that outlines what data and plots can be found on that tab. Note that many of the tabs are based on pivot tables that must be refreshed if any numbers in the raw data tab are altered. If you plan on making any manual changes to the workbook or the raw data, make sure to navigate to Data >> Refresh All in order to refresh all pivot tables and plots in the workbook.
Please contact us at comstock@nrel.gov if you have any questions about the workbook.

## 2. Raw Data
bldg_id | upgrade | in.upgrade_name | applicability | weight | in.comstock_building_type_group | in.county_name | in.floor_area_category | in.hvac_category | in.interior_lighting_generation | in.state_name | out.site_energy.total.energy_consumption_intensity..kwh_per_ft2 | calc.segment | calc.weighted.emissions.total_with_cambium_mid_case_15y..co2e_mmt | calc.weighted.emissions.total_with_egrid..co2e_mmt | calc.weighted.enduse_group.district_cooling.hvac.energy_consumption..tbtu | calc.weighted.enduse_group.district_heating.hvac.energy_consumption..tbtu | calc.weighted.enduse_group.district_heating.water_systems.energy_consumption..tbtu | calc.weighted.enduse_group.electricity.hvac.energy_consumption..tbtu | calc.weighted.enduse_group.electricity.interior_equipment.energy_consumption..tbtu | calc.weighted.enduse_group.electricity.lighting.energy_consumption..tbtu | calc.weighted.enduse_group.electricity.refrigeration.energy_consumption..tbtu | calc.weighted.enduse_group.electricity.water_systems.energy_consumption..tbtu | calc.weighted.enduse_group.natural_gas.hvac.energy_consumption..tbtu | calc.weighted.enduse_group.natural_gas.interior_equipment.energy_consumption..tbtu | calc.weighted.enduse_group.natural_gas.water_systems.energy_consumption..tbtu | calc.weighted.enduse_group.other_fuel.hvac.energy_consumption..tbtu | calc.weighted.enduse_group.other_fuel.water_systems.energy_consumption..tbtu | calc.weighted.enduse_group.site_energy.hvac.energy_consumption..tbtu | calc.weighted.enduse_group.site_energy.interior_equipment.energy_consumption..tbtu | calc.weighted.enduse_group.site_energy.lighting.energy_consumption..tbtu | calc.weighted.enduse_group.site_energy.refrigeration.energy_consumption..tbtu | calc.weighted.enduse_group.site_energy.water_systems.energy_consumption..tbtu | calc.weighted.site_energy.total.energy_consumption..tbtu | calc.weighted.sqft..ft2
34366 | baseline | Baseline | TRUE | 1.3191 | Education | GA, Bibb County | 30001_40000 | Multizone CAV/VAV | gen2_t8_halogen | Georgia | 17.7009 | D: Buildings with Hydronically Heated Multizone Systems | 0.00023326 | 0.00027038 | 0 | 0 | 0 | 0.00079978 | 0.0001165 | 0.00053403 | 8.2881e-05 | 7.2491e-05 | 0.00092403 | 0.00013468 | 0.00012413 | 0 | 0 | 0.0017238 | 0.00025118 | 0.00053403 | 8.2881e-05 | 0.00019662 | 0.0027885 | 46169.1007
34367 | baseline | Baseline | TRUE | 2.3971 | Education | GA, Bibb County | 40001_52000 | Multizone CAV/VAV | gen4_led | Georgia | 18.9832 | D: Buildings with Hydronically Heated Multizone Systems | 0.00056829 | 0.00069411 | 0 | 0 | 0 | 0.0026216 | 0.00016158 | 0.0010457 | 0.00015138 | 0.00016279 | 0.0027024 | 0 | 0.00029672 | 0 | 0 | 0.005324 | 0.00016158 | 0.0010457 | 0.00015138 | 0.00045951 | 0.0071423 | 110265.8822
34368 | baseline | Baseline | TRUE | 0.81784 | Education | GA, Bibb County | 64001_70000 | Multizone CAV/VAV | gen2_t8_halogen | Georgia | 18.7309 | D: Buildings with Hydronically Heated Multizone Systems | 0.00027738 | 0.00037051 | 0 | 0 | 0 | 0.0017972 | 0.00017484 | 0.00037351 | 5.506e-05 | 0.00020705 | 0.00073057 | 0.00016389 | 0 | 0 | 0 | 0.0025278 | 0.00033873 | 0.00037351 | 5.506e-05 | 0.00020705 | 0.0035021 | 54795.4663
34369 | baseline | Baseline | TRUE | 2.2512 | Education | GA, Bibb County | 52001_64000 | Multizone CAV/VAV | gen2_t8_halogen | Georgia | 19.7251 | D: Buildings with Hydronically Heated Multizone Systems | 0.00077788 | 0.0009545 | 0 | 0 | 0 | 0.0049848 | 0.00043564 | 0.001279 | 0.00015132 | 0.00016571 | 0.001429 | 0 | 0.00034261 | 0 | 0 | 0.0064138 | 0.00043564 | 0.001279 | 0.00015132 | 0.00050832 | 0.008788 | 130569.7258
34370 | baseline | Baseline | TRUE | 0.29875 | Education | GA, Bibb County | 100001_150000 | Multizone CAV/VAV | gen4_led | Georgia | 18.5924 | D: Buildings with Hydronically Heated Multizone Systems | 0.00018614 | 0.00023387 | 0 | 0 | 0 | 0.0010615 | 5.8676e-05 | 0.00025696 | 1.9867e-05 | 4.6628e-05 | 0.00082911 | 0 | 9.6322e-05 | 0 | 0 | 0.0018906 | 5.8676e-05 | 0.00025696 | 1.9867e-05 | 0.00014295 | 0.0023691 | 37343.657
34371 | baseline | Baseline | TRUE | 0.95433 | Education | GA, Bibb County | 70001_80000 | Multizone CAV/VAV | gen4_led | Georgia | 31.8398 | D: Buildings with Hydronically Heated Multizone Systems | 0.00064228 | 0.00073443 | 0 | 0 | 0 | 0.0031289 | 0.00014092 | 0.00067519 | 6.2439e-05 | 9.7011e-05 | 0.0034827 | 0 | 0.00018882 | 0 | 0 | 0.0066116 | 0.00014092 | 0.00067519 | 6.2439e-05 | 0.00028583 | 0.007776 | 71574.4554
34373 | baseline | Baseline | TRUE | 0.55594 | Education | GA, Bibb County | 80001_100000 | Multizone CAV/VAV | gen2_t8_halogen | Georgia | 18.0682 | D: Buildings with Hydronically Heated Multizone Systems | 0.00023192 | 0.00032453 | 0 | 0 | 0 | 0.0017909 | 6.7099e-05 | 0.00030268 | 3.6985e-05 | 6.4317e-05 | 0.00069783 | 0 | 0.00012488 | 0 | 0 | 0.0024888 | 6.7099e-05 | 0.00030268 | 3.6985e-05 | 0.00018919 | 0.0030847 | 50034.6238
42214 | baseline | Baseline | TRUE | 1.762 | Education | GA, Bibb County | 12001_30000 | Zone-by-Zone | gen4_led | Georgia | 17.9714 | I: Non-Lodging Buildings with Zone-by-Zone Systems | 0.00021228 | 0.00025941 | 0 | 0 | 0 | 0.0012868 | 0.00010537 | 0.00041223 | 0.00011716 | 0.00013758 | 0.00020996 | 0 | 0 | 0 | 0 | 0.0014967 | 0.00010537 | 0.00041223 | 0.00011716 | 0.00013758 | 0.0022691 | 37002.9884
51971 | baseline | Baseline | TRUE | 15.4235 | Education | GA, Bibb County | 3001_8000 | Zone-by-Zone | gen2_t8_halogen | Georgia | 37.7338 | I: Non-Lodging Buildings with Zone-by-Zone Systems | 0.0010526 | 0.0013016 | 0 | 0 | 0 | 0.0076668 | 0.00023171 | 0.0012112 | 0.0014989 | 0.00031372 | 0 | 0 | 0 | 0 | 0 | 0.0076668 | 0.00023171 | 0.0012112 | 0.0014989 | 0.00031372 | 0.010922 | 84829.2891
62361 | baseline | Baseline | TRUE | 0.23845 | Education | GA, Bibb County | 200001_400000 | Multizone CAV/VAV | gen2_t8_halogen | Georgia | 33.458 | D: Buildings with Hydronically Heated Multizone Systems | 0.00065921 | 0.00076528 | 0 | 0 | 0 | 0.003325 | 0.00038756 | 0.0002873 | 2.4533e-05 | 0.00017087 | 0.0038251 | 0.00014609 | 0 | 0 | 0 | 0.0071502 | 0.00053365 | 0.0002873 | 2.4533e-05 | 0.00017087 | 0.0081665 | 71533.5948
68318 | baseline | Baseline | TRUE | 1.2174 | Education | GA, Bibb County | 8001_12000 | Zone-by-Zone | gen2_t8_halogen | Georgia | 30.03 | I: Non-Lodging Buildings with Zone-by-Zone Systems | 0.0001061 | 0.00013021 | 0 | 0 | 0 | 0.00055914 | 2.3297e-05 | 0.00017256 | 0.00011647 | 2.3632e-05 | 0.00032825 | 0 | 2.407e-05 | 0 | 0 | 0.00088738 | 2.3297e-05 | 0.00017256 | 0.00011647 | 4.7702e-05 | 0.0012474 | 12174.15
81252 | baseline | Baseline | TRUE | 0.47343 | Education | GA, Bibb County | 150001_200000 | Multizone CAV/VAV | gen2_t8_halogen | Georgia | 17.7441 | D: Buildings with Hydronically Heated Multizone Systems | 0.00038426 | 0.00046332 | 0 | 0 | 0 | 0.0014484 | 0.00034474 | 0.00045282 | 4.7915e-05 | 0.00015426 | 0.0024665 | 0 | 0.00010151 | 0 | 0 | 0.003915 | 0.00034474 | 0.00045282 | 4.7915e-05 | 0.00025577 | 0.0050162 | 82850.4012
34366 | env_0001 | Wall Insulation | TRUE | 1.3191 | Education | GA, Bibb County | 30001_40000 | Multizone CAV/VAV | gen2_t8_halogen | Georgia | 15.8097 | D: Buildings with Hydronically Heated Multizone Systems | 0.00021121 | 0.00024629 | 0 | 0 | 0 | 0.00072006 | 0.0001165 | 0.00053403 | 8.2869e-05 | 7.2491e-05 | 0.00070583 | 0.00013468 | 0.00012413 | 0 | 0 | 0.0014259 | 0.00025118 | 0.00053403 | 8.2869e-05 | 0.00019662 | 0.0024906 | 46169.1007
34367 | env_0001 | Wall Insulation | TRUE | 2.3971 | Education | GA, Bibb County | 40001_52000 | Multizone CAV/VAV | gen4_led | Georgia | 18.2313 | D: Buildings with Hydronically Heated Multizone Systems | 0.00054553 | 0.00066808 | 0 | 0 | 0 | 0.0024855 | 0.00016158 | 0.0010457 | 0.0001512 | 0.00016281 | 0.0025558 | 0 | 0.00029679 | 0 | 0 | 0.0050413 | 0.00016158 | 0.0010457 | 0.0001512 | 0.0004596 | 0.0068594 | 110265.8822
34368 | env_0001 | Wall Insulation | TRUE | 0.81784 | Education | GA, Bibb County | 64001_70000 | Multizone CAV/VAV | gen2_t8_halogen | Georgia | 18.2854 | D: Buildings with Hydronically Heated Multizone Systems | 0.00027149 | 0.00036314 | 0 | 0 | 0 | 0.0017627 | 0.00017484 | 0.00037351 | 5.506e-05 | 0.00020705 | 0.00068177 | 0.00016389 | 0 | 0 | 0 | 0.0024445 | 0.00033873 | 0.00037351 | 5.506e-05 | 0.00020705 | 0.0034188 | 54795.4663
34369 | env_0001 | Wall Insulation | TRUE | 2.2512 | Education | GA, Bibb County | 52001_64000 | Multizone CAV/VAV | gen2_t8_halogen | Georgia | 18.4778 | D: Buildings with Hydronically Heated Multizone Systems | 0.00073514 | 0.00090034 | 0 | 0 | 0 | 0.0046596 | 0.00043564 | 0.001279 | 0.00015137 | 0.00016571 | 0.0011984 | 0 | 0.00034261 | 0 | 0 | 0.005858 | 0.00043564 | 0.001279 | 0.00015137 | 0.00050832 | 0.0082323 | 130569.7258
34370 | env_0001 | Wall Insulation | TRUE | 0.29875 | Education | GA, Bibb County | 100001_150000 | Multizone CAV/VAV | gen4_led | Georgia | 17.8843 | D: Buildings with Hydronically Heated Multizone Systems | 0.00017812 | 0.00022556 | 0 | 0 | 0 | 0.001018 | 5.8676e-05 | 0.00025696 | 1.9864e-05 | 4.6628e-05 | 0.00078242 | 0 | 9.6322e-05 | 0 | 0 | 0.0018004 | 5.8676e-05 | 0.00025696 | 1.9864e-05 | 0.00014295 | 0.0022789 | 37343.657
34371 | env_0001 | Wall Insulation | TRUE | 0.95433 | Education | GA, Bibb County | 70001_80000 | Multizone CAV/VAV | gen4_led | Georgia | 30.6105 | D: Buildings with Hydronically Heated Multizone Systems | 0.00062035 | 0.00070793 | 0 | 0 | 0 | 0.0030059 | 0.00014092 | 0.00067519 | 6.2449e-05 | 9.7011e-05 | 0.0033055 | 0 | 0.00018882 | 0 | 0 | 0.0063114 | 0.00014092 | 0.00067519 | 6.2449e-05 | 0.00028583 | 0.0074758 | 71574.4554
34373 | env_0001 | Wall Insulation | TRUE | 0.55594 | Education | GA, Bibb County | 80001_100000 | Multizone CAV/VAV | gen2_t8_halogen | Georgia | 17.0306 | D: Buildings with Hydronically Heated Multizone Systems | 0.00021742 | 0.00030782 | 0 | 0 | 0 | 0.0016978 | 6.7099e-05 | 0.00030268 | 3.6975e-05 | 6.4317e-05 | 0.00061379 | 0 | 0.00012488 | 0 | 0 | 0.0023116 | 6.7099e-05 | 0.00030268 | 3.6975e-05 | 0.00018919 | 0.0029076 | 50034.6238
42214 | env_0001 | Wall Insulation | TRUE | 1.762 | Education | GA, Bibb County | 12001_30000 | Zone-by-Zone | gen4_led | Georgia | 15.5017 | I: Non-Lodging Buildings with Zone-by-Zone Systems | 0.00018149 | 0.00022607 | 0 | 0 | 0 | 0.001048 | 0.00010537 | 0.00041223 | 0.00011707 | 0.00013758 | 0.00013696 | 0 | 0 | 0 | 0 | 0.001185 | 0.00010537 | 0.00041223 | 0.00011707 | 0.00013758 | 0.0019572 | 37002.9884
51971 | env_0001 | Wall Insulation | TRUE | 15.4235 | Education | GA, Bibb County | 3001_8000 | Zone-by-Zone | gen2_t8_halogen | Georgia | 35.797 | I: Non-Lodging Buildings with Zone-by-Zone Systems | 0.00099557 | 0.0012348 | 0 | 0 | 0 | 0.0071061 | 0.00023171 | 0.0012112 | 0.0014989 | 0.00031372 | 0 | 0 | 0 | 0 | 0 | 0.0071061 | 0.00023171 | 0.0012112 | 0.0014989 | 0.00031372 | 0.010361 | 84829.2891
62361 | env_0001 | Wall Insulation | TRUE | 0.23845 | Education | GA, Bibb County | 200001_400000 | Multizone CAV/VAV | gen2_t8_halogen | Georgia | 31.8644 | D: Buildings with Hydronically Heated Multizone Systems | 0.00062279 | 0.00072852 | 0 | 0 | 0 | 0.0031193 | 0.00038756 | 0.0002873 | 2.4551e-05 | 0.00017087 | 0.0036418 | 0.00014609 | 0 | 0 | 0 | 0.0067612 | 0.00053365 | 0.0002873 | 2.4551e-05 | 0.00017087 | 0.0077776 | 71533.5948
68318 | env_0001 | Wall Insulation | TRUE | 1.2174 | Education | GA, Bibb County | 8001_12000 | Zone-by-Zone | gen2_t8_halogen | Georgia | 29.3378 | I: Non-Lodging Buildings with Zone-by-Zone Systems | 0.00010339 | 0.00012759 | 0 | 0 | 0 | 0.00054577 | 2.3297e-05 | 0.00017256 | 0.00011646 | 2.3632e-05 | 0.00031289 | 0 | 2.407e-05 | 0 | 0 | 0.00085865 | 2.3297e-05 | 0.00017256 | 0.00011646 | 4.7702e-05 | 0.0012187 | 12174.15
81252 | env_0001 | Wall Insulation | TRUE | 0.47343 | Education | GA, Bibb County | 150001_200000 | Multizone CAV/VAV | gen2_t8_halogen | Georgia | 16.8897 | D: Buildings with Hydronically Heated Multizone Systems | 0.00036622 | 0.00044267 | 0 | 0 | 0 | 0.0013622 | 0.00034474 | 0.00045282 | 4.7906e-05 | 0.00015426 | 0.0023112 | 0 | 0.00010151 | 0 | 0 | 0.0036734 | 0.00034474 | 0.00045282 | 4.7906e-05 | 0.00025577 | 0.0047747 | 82850.4012
34366 | env_0002 | Roof Insulation | TRUE | 1.3191 | Education | GA, Bibb County | 30001_40000 | Multizone CAV/VAV | gen2_t8_halogen | Georgia | 17.001 | D: Buildings with Hydronically Heated Multizone Systems | 0.00022574 | 0.00026169 | 0 | 0 | 0 | 0.00077463 | 0.0001165 | 0.00053403 | 8.2869e-05 | 7.2491e-05 | 0.00083894 | 0.00013468 | 0.00012413 | 0 | 0 | 0.0016136 | 0.00025118 | 0.00053403 | 8.2869e-05 | 0.00019662 | 0.0026783 | 46169.1007
34367 | env_0002 | Roof Insulation | TRUE | 2.3971 | Education | GA, Bibb County | 40001_52000 | Multizone CAV/VAV | gen4_led | Georgia | 18.0004 | D: Buildings with Hydronically Heated Multizone Systems | 0.00054382 | 0.00066169 | 0 | 0 | 0 | 0.0024747 | 0.00016158 | 0.0010457 | 0.00015088 | 0.00016281 | 0.00248 | 0 | 0.00029679 | 0 | 0 | 0.0049547 | 0.00016158 | 0.0010457 | 0.00015088 | 0.0004596 | 0.0067725 | 110265.8822
34368 | env_0002 | Roof Insulation | TRUE | 0.81784 | Education | GA, Bibb County | 64001_70000 | Multizone CAV/VAV | gen2_t8_halogen | Georgia | 17.9524 | D: Buildings with Hydronically Heated Multizone Systems | 0.00026807 | 0.00035698 | 0 | 0 | 0 | 0.0017245 | 0.00017484 | 0.00037351 | 5.5044e-05 | 0.00020705 | 0.0006577 | 0.00016389 | 0 | 0 | 0 | 0.0023822 | 0.00033873 | 0.00037351 | 5.5044e-05 | 0.00020705 | 0.0033566 | 54795.4663
34369 | env_0002 | Roof Insulation | TRUE | 2.2512 | Education | GA, Bibb County | 52001_64000 | Multizone CAV/VAV | gen2_t8_halogen | Georgia | 19.3932 | D: Buildings with Hydronically Heated Multizone Systems | 0.00076756 | 0.00094099 | 0 | 0 | 0 | 0.0049154 | 0.00043564 | 0.001279 | 0.00015132 | 0.00016571 | 0.0013504 | 0 | 0.00034261 | 0 | 0 | 0.0062659 | 0.00043564 | 0.001279 | 0.00015132 | 0.00050832 | 0.0086401 | 130569.7258
34370 | env_0002 | Roof Insulation | TRUE | 0.29875 | Education | GA, Bibb County | 100001_150000 | Multizone CAV/VAV | gen4_led | Georgia | 17.345 | D: Buildings with Hydronically Heated Multizone Systems | 0.00017509 | 0.00021917 | 0 | 0 | 0 | 0.00098361 | 5.8676e-05 | 0.00025696 | 1.9861e-05 | 4.6628e-05 | 0.00074808 | 0 | 9.6322e-05 | 0 | 0 | 0.0017317 | 5.8676e-05 | 0.00025696 | 1.9861e-05 | 0.00014295 | 0.0022101 | 37343.657
34371 | env_0002 | Roof Insulation | TRUE | 0.95433 | Education | GA, Bibb County | 70001_80000 | Multizone CAV/VAV | gen4_led | Georgia | 30.4451 | D: Buildings with Hydronically Heated Multizone Systems | 0.00062002 | 0.00070746 | 0 | 0 | 0 | 0.0030483 | 0.00014092 | 0.00067519 | 6.2485e-05 | 9.7011e-05 | 0.0032226 | 0 | 0.00018882 | 0 | 0 | 0.0062709 | 0.00014092 | 0.00067519 | 6.2485e-05 | 0.00028583 | 0.0074354 | 71574.4554
34373 | env_0002 | Roof Insulation | TRUE | 0.55594 | Education | GA, Bibb County | 80001_100000 | Multizone CAV/VAV | gen2_t8_halogen | Georgia | 16.7322 | D: Buildings with Hydronically Heated Multizone Systems | 0.00021616 | 0.00030319 | 0 | 0 | 0 | 0.0016746 | 6.7099e-05 | 0.00030268 | 3.6943e-05 | 6.4317e-05 | 0.00058613 | 0 | 0.00012488 | 0 | 0 | 0.0022607 | 6.7099e-05 | 0.00030268 | 3.6943e-05 | 0.00018919 | 0.0028566 | 50034.6238
42214 | env_0002 | Roof Insulation | TRUE | 1.762 | Education | GA, Bibb County | 12001_30000 | Zone-by-Zone | gen4_led | Georgia | 17.2464 | I: Non-Lodging Buildings with Zone-by-Zone Systems | 0.00020564 | 0.00024966 | 0 | 0 | 0 | 0.0012175 | 0.00010537 | 0.00041223 | 0.00011716 | 0.00013758 | 0.00018772 | 0 | 0 | 0 | 0 | 0.0014052 | 0.00010537 | 0.00041223 | 0.00011716 | 0.00013758 | 0.0021775 | 37002.9884
51971 | env_0002 | Roof Insulation | TRUE | 15.4235 | Education | GA, Bibb County | 3001_8000 | Zone-by-Zone | gen2_t8_halogen | Georgia | 36.7025 | I: Non-Lodging Buildings with Zone-by-Zone Systems | 0.001025 | 0.001266 | 0 | 0 | 0 | 0.0073681 | 0.00023171 | 0.0012112 | 0.0014989 | 0.00031372 | 0 | 0 | 0 | 0 | 0 | 0.0073681 | 0.00023171 | 0.0012112 | 0.0014989 | 0.00031372 | 0.010624 | 84829.2891
62361 | env_0002 | Roof Insulation | TRUE | 0.23845 | Education | GA, Bibb County | 200001_400000 | Multizone CAV/VAV | gen2_t8_halogen | Georgia | 33.0212 | D: Buildings with Hydronically Heated Multizone Systems | 0.00065112 | 0.00075466 | 0 | 0 | 0 | 0.0032583 | 0.00038756 | 0.0002873 | 2.4535e-05 | 0.00017087 | 0.0037852 | 0.00014609 | 0 | 0 | 0 | 0.0070435 | 0.00053365 | 0.0002873 | 2.4535e-05 | 0.00017087 | 0.0080599 | 71533.5948
68318 | env_0002 | Roof Insulation | TRUE | 1.2174 | Education | GA, Bibb County | 8001_12000 | Zone-by-Zone | gen2_t8_halogen | Georgia | 29.6978 | I: Non-Lodging Buildings with Zone-by-Zone Systems | 0.00010533 | 0.00012903 | 0 | 0 | 0 | 0.00055424 | 2.3297e-05 | 0.00017256 | 0.00011647 | 2.3632e-05 | 0.00031937 | 0 | 2.407e-05 | 0 | 0 | 0.00087361 | 2.3297e-05 | 0.00017256 | 0.00011647 | 4.7702e-05 | 0.0012336 | 12174.15
81252 | env_0002 | Roof Insulation | TRUE | 0.47343 | Education | GA, Bibb County | 150001_200000 | Multizone CAV/VAV | gen2_t8_halogen | Georgia | 16.601 | D: Buildings with Hydronically Heated Multizone Systems | 0.00036229 | 0.0004356 | 0 | 0 | 0 | 0.0013313 | 0.00034474 | 0.00045282 | 4.7861e-05 | 0.00015426 | 0.0022606 | 0 | 0.00010151 | 0 | 0 | 0.0035919 | 0.00034474 | 0.00045282 | 4.7861e-05 | 0.00025577 | 0.0046931 | 82850.4012
34366 | env_0003 | Secondary Windows | TRUE | 1.3191 | Education | GA, Bibb County | 30001_40000 | Multizone CAV/VAV | gen2_t8_halogen | Georgia | 17.6692 | D: Buildings with Hydronically Heated Multizone Systems | 0.00023283 | 0.00026963 | 0 | 0 | 0 | 0.000792 | 0.0001165 | 0.00053403 | 8.2869e-05 | 7.2491e-05 | 0.00092683 | 0.00013468 | 0.00012413 | 0 | 0 | 0.0017188 | 0.00025118 | 0.00053403 | 8.2869e-05 | 0.00019662 | 0.0027835 | 46169.1007
34367 | env_0003 | Secondary Windows | TRUE | 2.3971 | Education | GA, Bibb County | 40001_52000 | Multizone CAV/VAV | gen4_led | Georgia | 18.7867 | D: Buildings with Hydronically Heated Multizone Systems | 0.00056234 | 0.000686 | 0 | 0 | 0 | 0.002561 | 0.00016158 | 0.0010457 | 0.00015129 | 0.00016279 | 0.0026891 | 0 | 0.00029679 | 0 | 0 | 0.0052501 | 0.00016158 | 0.0010457 | 0.00015129 | 0.00045958 | 0.0070683 | 110265.8822
34368 | env_0003 | Secondary Windows | TRUE | 0.81784 | Education | GA, Bibb County | 64001_70000 | Multizone CAV/VAV | gen2_t8_halogen | Georgia | 18.3181 | D: Buildings with Hydronically Heated Multizone Systems | 0.00027079 | 0.00035998 | 0 | 0 | 0 | 0.0016946 | 0.00017484 | 0.00037351 | 5.5044e-05 | 0.00020705 | 0.00075604 | 0.00016389 | 0 | 0 | 0 | 0.0024506 | 0.00033873 | 0.00037351 | 5.5044e-05 | 0.00020705 | 0.0034249 | 54795.4663
34369 | env_0003 | Secondary Windows | TRUE | 2.2512 | Education | GA, Bibb County | 52001_64000 | Multizone CAV/VAV | gen2_t8_halogen | Georgia | 19.6669 | D: Buildings with Hydronically Heated Multizone Systems | 0.0007758 | 0.00095133 | 0 | 0 | 0 | 0.0049573 | 0.00043564 | 0.001279 | 0.00015132 | 0.00016571 | 0.0014305 | 0 | 0.00034261 | 0 | 0 | 0.0063878 | 0.00043564 | 0.001279 | 0.00015132 | 0.00050832 | 0.008762 | 130569.7258
34370 | env_0003 | Secondary Windows | TRUE | 0.29875 | Education | GA, Bibb County | 100001_150000 | Multizone CAV/VAV | gen4_led | Georgia | 18.5765 | D: Buildings with Hydronically Heated Multizone Systems | 0.00018592 | 0.0002336 | 0 | 0 | 0 | 0.001059 | 5.8676e-05 | 0.00025696 | 1.9867e-05 | 4.6628e-05 | 0.00082964 | 0 | 9.6322e-05 | 0 | 0 | 0.0018886 | 5.8676e-05 | 0.00025696 | 1.9867e-05 | 0.00014295 | 0.002367 | 37343.657
34371 | env_0003 | Secondary Windows | TRUE | 0.95433 | Education | GA, Bibb County | 70001_80000 | Multizone CAV/VAV | gen4_led | Georgia | 31.7904 | D: Buildings with Hydronically Heated Multizone Systems | 0.00064135 | 0.00073316 | 0 | 0 | 0 | 0.00312 | 0.00014092 | 0.00067519 | 6.2439e-05 | 9.7011e-05 | 0.0034796 | 0 | 0.00018882 | 0 | 0 | 0.0065995 | 0.00014092 | 0.00067519 | 6.2439e-05 | 0.00028583 | 0.0077639 | 71574.4554
34373 | env_0003 | Secondary Windows | TRUE | 0.55594 | Education | GA, Bibb County | 80001_100000 | Multizone CAV/VAV | gen2_t8_halogen | Georgia | 17.7628 | D: Buildings with Hydronically Heated Multizone Systems | 0.00022756 | 0.00031758 | 0 | 0 | 0 | 0.0017248 | 6.7099e-05 | 0.00030268 | 3.6964e-05 | 6.4317e-05 | 0.0007118 | 0 | 0.00012488 | 0 | 0 | 0.0024366 | 6.7099e-05 | 0.00030268 | 3.6964e-05 | 0.00018919 | 0.0030326 | 50034.6238
42214 | env_0003 | Secondary Windows | TRUE | 1.762 | Education | GA, Bibb County | 12001_30000 | Zone-by-Zone | gen4_led | Georgia | 17.781 | I: Non-Lodging Buildings with Zone-by-Zone Systems | 0.00021037 | 0.00025642 | 0 | 0 | 0 | 0.0012604 | 0.00010537 | 0.00041223 | 0.00011716 | 0.00013758 | 0.00021232 | 0 | 0 | 0 | 0 | 0.0014727 | 0.00010537 | 0.00041223 | 0.00011716 | 0.00013758 | 0.002245 | 37002.9884
51971 | env_0003 | Secondary Windows | TRUE | 15.4235 | Education | GA, Bibb County | 3001_8000 | Zone-by-Zone | gen2_t8_halogen | Georgia | 34.2172 | I: Non-Lodging Buildings with Zone-by-Zone Systems | 0.00096832 | 0.0011803 | 0 | 0 | 0 | 0.0066489 | 0.00023171 | 0.0012112 | 0.0014989 | 0.00031372 | 0 | 0 | 0 | 0 | 0 | 0.0066489 | 0.00023171 | 0.0012112 | 0.0014989 | 0.00031372 | 0.0099041 | 84829.2891
62361 | env_0003 | Secondary Windows | TRUE | 0.23845 | Education | GA, Bibb County | 200001_400000 | Multizone CAV/VAV | gen2_t8_halogen | Georgia | 33.2784 | D: Buildings with Hydronically Heated Multizone Systems | 0.00065549 | 0.00076084 | 0 | 0 | 0 | 0.0032962 | 0.00038756 | 0.0002873 | 2.4535e-05 | 0.00017087 | 0.0038102 | 0.00014609 | 0 | 0 | 0 | 0.0071063 | 0.00053365 | 0.0002873 | 2.4535e-05 | 0.00017087 | 0.0081227 | 71533.5948
68318 | env_0003 | Secondary Windows | TRUE | 1.2174 | Education | GA, Bibb County | 8001_12000 | Zone-by-Zone | gen2_t8_halogen | Georgia | 27.4456 | I: Non-Lodging Buildings with Zone-by-Zone Systems | 9.8494e-05 | 0.00011938 | 0 | 0 | 0 | 0.00048936 | 2.3297e-05 | 0.00017256 | 0.00011646 | 2.3632e-05 | 0.00029068 | 0 | 2.407e-05 | 0 | 0 | 0.00078004 | 2.3297e-05 | 0.00017256 | 0.00011646 | 4.7702e-05 | 0.0011401 | 12174.15
81252 | env_0003 | Secondary Windows | TRUE | 0.47343 | Education | GA, Bibb County | 150001_200000 | Multizone CAV/VAV | gen2_t8_halogen | Georgia | 17.7283 | D: Buildings with Hydronically Heated Multizone Systems | 0.00038389 | 0.00046246 | 0 | 0 | 0 | 0.0014376 | 0.00034474 | 0.00045282 | 4.7915e-05 | 0.00015426 | 0.0024729 | 0 | 0.00010151 | 0 | 0 | 0.0039105 | 0.00034474 | 0.00045282 | 4.7915e-05 | 0.00025577 | 0.0050117 | 82850.4012
34366 | env_0004 | Window Film | TRUE | 1.3191 | Education | GA, Bibb County | 30001_40000 | Multizone CAV/VAV | gen2_t8_halogen | Georgia | 17.8365 | D: Buildings with Hydronically Heated Multizone Systems | 0.00023451 | 0.00027095 | 0 | 0 | 0 | 0.00078353 | 0.0001165 | 0.00053403 | 8.2831e-05 | 7.2491e-05 | 0.0009617 | 0.00013468 | 0.00012413 | 0 | 0 | 0.0017452 | 0.00025118 | 0.00053403 | 8.2831e-05 | 0.00019662 | 0.0028099 | 46169.1007
34367 | env_0004 | Window Film | TRUE | 2.3971 | Education | GA, Bibb County | 40001_52000 | Multizone CAV/VAV | gen4_led | Georgia | 19.0106 | D: Buildings with Hydronically Heated Multizone Systems | 0.00056748 | 0.00069062 | 0 | 0 | 0 | 0.0025419 | 0.00016158 | 0.0010457 | 0.00015122 | 0.00016279 | 0.0027925 | 0 | 0.00029677 | 0 | 0 | 0.0053345 | 0.00016158 | 0.0010457 | 0.00015122 | 0.00045956 | 0.0071526 | 110265.8822
34368 | env_0004 | Window Film | TRUE | 0.81784 | Education | GA, Bibb County | 64001_70000 | Multizone CAV/VAV | gen2_t8_halogen | Georgia | 18.6752 | D: Buildings with Hydronically Heated Multizone Systems | 0.00027296 | 0.00035676 | 0 | 0 | 0 | 0.0015479 | 0.00017484 | 0.00037351 | 5.5013e-05 | 0.00020705 | 0.00096955 | 0.00016389 | 0 | 0 | 0 | 0.0025174 | 0.00033873 | 0.00037351 | 5.5013e-05 | 0.00020705 | 0.0034917 | 54795.4663
34369 | env_0004 | Window Film | TRUE | 2.2512 | Education | GA, Bibb County | 52001_64000 | Multizone CAV/VAV | gen2_t8_halogen | Georgia | 19.6195 | D: Buildings with Hydronically Heated Multizone Systems | 0.00077319 | 0.00094337 | 0 | 0 | 0 | 0.0048324 | 0.00043564 | 0.001279 | 0.00015124 | 0.00016571 | 0.0015344 | 0 | 0.00034261 | 0 | 0 | 0.0063668 | 0.00043564 | 0.001279 | 0.00015124 | 0.00050832 | 0.0087409 | 130569.7258
34370 | env_0004 | Window Film | TRUE | 0.29875 | Education | GA, Bibb County | 100001_150000 | Multizone CAV/VAV | gen4_led | Georgia | 18.6264 | D: Buildings with Hydronically Heated Multizone Systems | 0.00018609 | 0.00023343 | 0 | 0 | 0 | 0.0010476 | 5.8676e-05 | 0.00025696 | 1.9867e-05 | 4.6628e-05 | 0.00084739 | 0 | 9.6322e-05 | 0 | 0 | 0.001895 | 5.8676e-05 | 0.00025696 | 1.9867e-05 | 0.00014295 | 0.0023734 | 37343.657
34371 | env_0004 | Window Film | TRUE | 0.95433 | Education | GA, Bibb County | 70001_80000 | Multizone CAV/VAV | gen4_led | Georgia | 32.0399 | D: Buildings with Hydronically Heated Multizone Systems | 0.00064523 | 0.00073537 | 0 | 0 | 0 | 0.0030844 | 0.00014092 | 0.00067519 | 6.243e-05 | 9.7011e-05 | 0.003576 | 0 | 0.00018882 | 0 | 0 | 0.0066605 | 0.00014092 | 0.00067519 | 6.243e-05 | 0.00028583 | 0.0078248 | 71574.4554
34373 | env_0004 | Window Film | TRUE | 0.55594 | Education | GA, Bibb County | 80001_100000 | Multizone CAV/VAV | gen2_t8_halogen | Georgia | 18.1508 | D: Buildings with Hydronically Heated Multizone Systems | 0.00023194 | 0.0003199 | 0 | 0 | 0 | 0.0016845 | 6.7099e-05 | 0.00030268 | 3.6932e-05 | 6.4317e-05 | 0.00081836 | 0 | 0.00012488 | 0 | 0 | 0.0025029 | 6.7099e-05 | 0.00030268 | 3.6932e-05 | 0.00018919 | 0.0030988 | 50034.6238
42214 | env_0004 | Window Film | TRUE | 1.762 | Education | GA, Bibb County | 12001_30000 | Zone-by-Zone | gen4_led | Georgia | 17.616 | I: Non-Lodging Buildings with Zone-by-Zone Systems | 0.0002085 | 0.00025314 | 0 | 0 | 0 | 0.0012242 | 0.00010537 | 0.00041223 | 0.00011714 | 0.00013758 | 0.00022762 | 0 | 0 | 0 | 0 | 0.0014519 | 0.00010537 | 0.00041223 | 0.00011714 | 0.00013758 | 0.0022242 | 37002.9884
51971 | env_0004 | Window Film | TRUE | 15.4235 | Education | GA, Bibb County | 3001_8000 | Zone-by-Zone | gen2_t8_halogen | Georgia | 34.2409 | I: Non-Lodging Buildings with Zone-by-Zone Systems | 0.00099092 | 0.0011811 | 0 | 0 | 0 | 0.0066556 | 0.00023171 | 0.0012112 | 0.0014989 | 0.00031372 | 0 | 0 | 0 | 0 | 0 | 0.0066556 | 0.00023171 | 0.0012112 | 0.0014989 | 0.00031372 | 0.009911 | 84829.2891
62361 | env_0004 | Window Film | TRUE | 0.23845 | Education | GA, Bibb County | 200001_400000 | Multizone CAV/VAV | gen2_t8_halogen | Georgia | 33.4077 | D: Buildings with Hydronically Heated Multizone Systems | 0.00065654 | 0.0007586 | 0 | 0 | 0 | 0.0032131 | 0.00038756 | 0.0002873 | 2.4533e-05 | 0.00017087 | 0.0039248 | 0.00014609 | 0 | 0 | 0 | 0.0071379 | 0.00053365 | 0.0002873 | 2.4533e-05 | 0.00017087 | 0.0081542 | 71533.5948
68318 | env_0004 | Window Film | TRUE | 1.2174 | Education | GA, Bibb County | 8001_12000 | Zone-by-Zone | gen2_t8_halogen | Georgia | 27.2544 | I: Non-Lodging Buildings with Zone-by-Zone Systems | 9.6401e-05 | 0.00011473 | 0 | 0 | 0 | 0.00041066 | 2.3297e-05 | 0.00017256 | 0.00011645 | 2.3632e-05 | 0.00036147 | 0 | 2.407e-05 | 0 | 0 | 0.00077212 | 2.3297e-05 | 0.00017256 | 0.00011645 | 4.7702e-05 | 0.0011321 | 12174.15
81252 | env_0004 | Window Film | TRUE | 0.47343 | Education | GA, Bibb County | 150001_200000 | Multizone CAV/VAV | gen2_t8_halogen | Georgia | 17.9781 | D: Buildings with Hydronically Heated Multizone Systems | 0.00038841 | 0.00046482 | 0 | 0 | 0 | 0.0013926 | 0.00034474 | 0.00045282 | 4.7911e-05 | 0.00015426 | 0.0025885 | 0 | 0.00010151 | 0 | 0 | 0.0039811 | 0.00034474 | 0.00045282 | 4.7911e-05 | 0.00025577 | 0.0050824 | 82850.4012
34366 | env_0005 | New Windows | TRUE | 1.3191 | Education | GA, Bibb County | 30001_40000 | Multizone CAV/VAV | gen2_t8_halogen | Georgia | 17.6402 | D: Buildings with Hydronically Heated Multizone Systems | 0.00023235 | 0.00026875 | 0 | 0 | 0 | 0.00078091 | 0.0001165 | 0.00053403 | 8.2844e-05 | 7.2491e-05 | 0.00093337 | 0.00013468 | 0.00012413 | 0 | 0 | 0.0017143 | 0.00025118 | 0.00053403 | 8.2844e-05 | 0.00019662 | 0.002779 | 46169.1007
34367 | env_0005 | New Windows | TRUE | 2.3971 | Education | GA, Bibb County | 40001_52000 | Multizone CAV/VAV | gen4_led | Georgia | 18.8531 | D: Buildings with Hydronically Heated Multizone Systems | 0.00056346 | 0.00068624 | 0 | 0 | 0 | 0.0025338 | 0.00016158 | 0.0010457 | 0.00015122 | 0.00016279 | 0.0027415 | 0 | 0.00029677 | 0 | 0 | 0.0052752 | 0.00016158 | 0.0010457 | 0.00015122 | 0.00045956 | 0.0070934 | 110265.8822
34368 | env_0005 | New Windows | TRUE | 0.81784 | Education | GA, Bibb County | 64001_70000 | Multizone CAV/VAV | gen2_t8_halogen | Georgia | 17.8964 | D: Buildings with Hydronically Heated Multizone Systems | 0.00026273 | 0.00034484 | 0 | 0 | 0 | 0.0015061 | 0.00017484 | 0.00037351 | 5.5013e-05 | 0.00020705 | 0.00086568 | 0.00016389 | 0 | 0 | 0 | 0.0023718 | 0.00033873 | 0.00037351 | 5.5013e-05 | 0.00020705 | 0.0033461 | 54795.4663
34369 | env_0005 | New Windows | TRUE | 2.2512 | Education | GA, Bibb County | 52001_64000 | Multizone CAV/VAV | gen2_t8_halogen | Georgia | 19.533 | D: Buildings with Hydronically Heated Multizone Systems | 0.00077097 | 0.00094326 | 0 | 0 | 0 | 0.0048794 | 0.00043564 | 0.001279 | 0.00015128 | 0.00016571 | 0.0014487 | 0 | 0.00034261 | 0 | 0 | 0.0063281 | 0.00043564 | 0.001279 | 0.00015128 | 0.00050832 | 0.0087024 | 130569.7258
34370 | env_0005 | New Windows | TRUE | 0.29875 | Education | GA, Bibb County | 100001_150000 | Multizone CAV/VAV | gen4_led | Georgia | 18.5499 | D: Buildings with Hydronically Heated Multizone Systems | 0.00018551 | 0.00023299 | 0 | 0 | 0 | 0.0010517 | 5.8676e-05 | 0.00025696 | 1.9867e-05 | 4.6628e-05 | 0.00083352 | 0 | 9.6322e-05 | 0 | 0 | 0.0018852 | 5.8676e-05 | 0.00025696 | 1.9867e-05 | 0.00014295 | 0.0023637 | 37343.657
34371 | env_0005 | New Windows | TRUE | 0.95433 | Education | GA, Bibb County | 70001_80000 | Multizone CAV/VAV | gen4_led | Georgia | 31.6433 | D: Buildings with Hydronically Heated Multizone Systems | 0.00063881 | 0.00073036 | 0 | 0 | 0 | 0.0031123 | 0.00014092 | 0.00067519 | 6.2439e-05 | 9.7011e-05 | 0.0034513 | 0 | 0.00018882 | 0 | 0 | 0.0065636 | 0.00014092 | 0.00067519 | 6.2439e-05 | 0.00028583 | 0.007728 | 71574.4554
34373 | env_0005 | New Windows | TRUE | 0.55594 | Education | GA, Bibb County | 80001_100000 | Multizone CAV/VAV | gen2_t8_halogen | Georgia | 17.6131 | D: Buildings with Hydronically Heated Multizone Systems | 0.000225 | 0.00031197 | 0 | 0 | 0 | 0.0016504 | 6.7099e-05 | 0.00030268 | 3.6932e-05 | 6.4317e-05 | 0.00076072 | 0 | 0.00012488 | 0 | 0 | 0.0024111 | 6.7099e-05 | 0.00030268 | 3.6932e-05 | 0.00018919 | 0.003007 | 50034.6238
42214 | env_0005 | New Windows | TRUE | 1.762 | Education | GA, Bibb County | 12001_30000 | Zone-by-Zone | gen4_led | Georgia | 17.4437 | I: Non-Lodging Buildings with Zone-by-Zone Systems | 0.00020683 | 0.000251 | 0 | 0 | 0 | 0.0012112 | 0.00010537 | 0.00041223 | 0.00011714 | 0.00013758 | 0.00021892 | 0 | 0 | 0 | 0 | 0.0014301 | 0.00010537 | 0.00041223 | 0.00011714 | 0.00013758 | 0.0022024 | 37002.9884
51971 | env_0005 | New Windows | TRUE | 15.4235 | Education | GA, Bibb County | 3001_8000 | Zone-by-Zone | gen2_t8_halogen | Georgia | 31.8763 | I: Non-Lodging Buildings with Zone-by-Zone Systems | 0.00092068 | 0.0010995 | 0 | 0 | 0 | 0.0059713 | 0.00023171 | 0.0012112 | 0.0014989 | 0.00031372 | 0 | 0 | 0 | 0 | 0 | 0.0059713 | 0.00023171 | 0.0012112 | 0.0014989 | 0.00031372 | 0.0092266 | 84829.2891
62361 | env_0005 | New Windows | TRUE | 0.23845 | Education | GA, Bibb County | 200001_400000 | Multizone CAV/VAV | gen2_t8_halogen | Georgia | 33.0616 | D: Buildings with Hydronically Heated Multizone Systems | 0.00065143 | 0.00075642 | 0 | 0 | 0 | 0.0032793 | 0.00038756 | 0.0002873 | 2.4537e-05 | 0.00017087 | 0.0037741 | 0.00014609 | 0 | 0 | 0 | 0.0070534 | 0.00053365 | 0.0002873 | 2.4537e-05 | 0.00017087 | 0.0080698 | 71533.5948
68318 | env_0005 | New Windows | TRUE | 1.2174 | Education | GA, Bibb County | 8001_12000 | Zone-by-Zone | gen2_t8_halogen | Georgia | 26.2678 | I: Non-Lodging Buildings with Zone-by-Zone Systems | 9.3908e-05 | 0.00011233 | 0 | 0 | 0 | 0.00041711 | 2.3297e-05 | 0.00017256 | 0.00011645 | 2.3632e-05 | 0.00031403 | 0 | 2.407e-05 | 0 | 0 | 0.00073114 | 2.3297e-05 | 0.00017256 | 0.00011645 | 4.7702e-05 | 0.0010912 | 12174.15
81252 | env_0005 | New Windows | TRUE | 0.47343 | Education | GA, Bibb County | 150001_200000 | Multizone CAV/VAV | gen2_t8_halogen | Georgia | 17.7234 | D: Buildings with Hydronically Heated Multizone Systems | 0.00038353 | 0.00046087 | 0 | 0 | 0 | 0.001409 | 0.00034474 | 0.00045282 | 4.7911e-05 | 0.00015426 | 0.0025001 | 0 | 0.00010151 | 0 | 0 | 0.0039091 | 0.00034474 | 0.00045282 | 4.7911e-05 | 0.00025577 | 0.0050103 | 82850.4012
34366 | hvac_0001 | HP Boiler, Electric Backup | TRUE | 1.3191 | Education | GA, Bibb County | 30001_40000 | Multizone CAV/VAV | gen2_t8_halogen | Georgia | 13.9618 | D: Buildings with Hydronically Heated Multizone Systems | 0.000208 | 0.00024856 | 0 | 0 | 0 | 0.0011348 | 0.0001165 | 0.00053403 | 8.2894e-05 | 7.2491e-05 | 0 | 0.00013468 | 0.00012413 | 0 | 0 | 0.0011348 | 0.00025118 | 0.00053403 | 8.2894e-05 | 0.00019662 | 0.0021995 | 46169.1007
34367 | hvac_0001 | HP Boiler, Electric Backup | TRUE | 2.3971 | Education | GA, Bibb County | 40001_52000 | Multizone CAV/VAV | gen4_led | Georgia | 14.1075 | D: Buildings with Hydronically Heated Multizone Systems | 0.00047684 | 0.00061699 | 0 | 0 | 0 | 0.0034896 | 0.00016158 | 0.0010457 | 0.00015138 | 0.00016279 | 0 | 0 | 0.00029672 | 0 | 0 | 0.0034896 | 0.00016158 | 0.0010457 | 0.00015138 | 0.00045951 | 0.0053078 | 110265.8822
34368 | hvac_0001 | HP Boiler, Electric Backup | TRUE | 0.81784 | Education | GA, Bibb County | 64001_70000 | Multizone CAV/VAV | gen2_t8_halogen | Georgia | 16.0161 | D: Buildings with Hydronically Heated Multizone Systems | 0.00025331 | 0.00034827 | 0 | 0 | 0 | 0.0020202 | 0.00017484 | 0.00037351 | 5.506e-05 | 0.00020705 | 0 | 0.00016389 | 0 | 0 | 0 | 0.0020202 | 0.00033873 | 0.00037351 | 5.506e-05 | 0.00020705 | 0.0029945 | 54795.4663
34369 | hvac_0001 | HP Boiler, Electric Backup | TRUE | 2.2512 | Education | GA, Bibb County | 52001_64000 | Multizone CAV/VAV | gen2_t8_halogen | Georgia | 17.6683 | D: Buildings with Hydronically Heated Multizone Systems | 0.00073991 | 0.00092011 | 0 | 0 | 0 | 0.0054974 | 0.00043564 | 0.001279 | 0.00015132 | 0.00016568 | 0 | 0 | 0.00034261 | 0 | 0 | 0.0054974 | 0.00043564 | 0.001279 | 0.00015132 | 0.0005083 | 0.0078716 | 130569.7258
34370 | hvac_0001 | HP Boiler, Electric Backup | TRUE | 0.29875 | Education | GA, Bibb County | 100001_150000 | Multizone CAV/VAV | gen4_led | Georgia | 14.2795 | D: Buildings with Hydronically Heated Multizone Systems | 0.00016385 | 0.00021179 | 0 | 0 | 0 | 0.0013411 | 5.8676e-05 | 0.00025696 | 1.9867e-05 | 4.6628e-05 | 0 | 0 | 9.6322e-05 | 0 | 0 | 0.0013411 | 5.8676e-05 | 0.00025696 | 1.9867e-05 | 0.00014295 | 0.0018195 | 37343.657
34371 | hvac_0001 | HP Boiler, Electric Backup | TRUE | 0.95433 | Education | GA, Bibb County | 70001_80000 | Multizone CAV/VAV | gen4_led | Georgia | 22.3511 | D: Buildings with Hydronically Heated Multizone Systems | 0.00055575 | 0.00064061 | 0 | 0 | 0 | 0.0042943 | 0.00014092 | 0.00067519 | 6.2439e-05 | 9.7011e-05 | 0 | 0 | 0.00018882 | 0 | 0 | 0.0042943 | 0.00014092 | 0.00067519 | 6.2439e-05 | 0.00028583 | 0.0054586 | 71574.4554
34373 | hvac_0001 | HP Boiler, Electric Backup | TRUE | 0.55594 | Education | GA, Bibb County | 80001_100000 | Multizone CAV/VAV | gen2_t8_halogen | Georgia | 15.3907 | D: Buildings with Hydronically Heated Multizone Systems | 0.00021047 | 0.00030659 | 0 | 0 | 0 | 0.0020316 | 6.7099e-05 | 0.00030268 | 3.6985e-05 | 6.4317e-05 | 0 | 0 | 0.00012488 | 0 | 0 | 0.0020316 | 6.7099e-05 | 0.00030268 | 3.6985e-05 | 0.00018919 | 0.0026276 | 50034.6238
42214 | hvac_0001 | HP Boiler, Electric Backup | TRUE | 1.762 | Education | GA, Bibb County | 12001_30000 | Zone-by-Zone | gen4_led | Georgia | 17.3247 | I: Non-Lodging Buildings with Zone-by-Zone Systems | 0.00020843 | 0.00025588 | 0 | 0 | 0 | 0.0013236 | 0.00010537 | 0.00041223 | 0.00011716 | 0.00013758 | 9.1438e-05 | 0 | 0 | 0 | 0 | 0.0014151 | 0.00010537 | 0.00041223 | 0.00011716 | 0.00013758 | 0.0021874 | 37002.9884
51971 | hvac_0001 | HP Boiler, Electric Backup | FALSE | 15.4235 | Education | GA, Bibb County | 3001_8000 | Zone-by-Zone | gen2_t8_halogen | Georgia | 37.7338 | I: Non-Lodging Buildings with Zone-by-Zone Systems | 0.0010526 | 0.0013016 | 0 | 0 | 0 | 0.0076668 | 0.00023171 | 0.0012112 | 0.0014989 | 0.00031372 | 0 | 0 | 0 | 0 | 0 | 0.0076668 | 0.00023171 | 0.0012112 | 0.0014989 | 0.00031372 | 0.010922 | 84829.2891
62361 | hvac_0001 | HP Boiler, Electric Backup | TRUE | 0.23845 | Education | GA, Bibb County | 200001_400000 | Multizone CAV/VAV | gen2_t8_halogen | Georgia | 22.3139 | D: Buildings with Hydronically Heated Multizone Systems | 0.00052848 | 0.00064139 | 0 | 0 | 0 | 0.0044301 | 0.00038756 | 0.0002873 | 2.4535e-05 | 0.00017087 | 0 | 0.00014609 | 0 | 0 | 0 | 0.0044301 | 0.00053365 | 0.0002873 | 2.4535e-05 | 0.00017087 | 0.0054464 | 71533.5948
68318 | hvac_0001 | HP Boiler, Electric Backup | TRUE | 1.2174 | Education | GA, Bibb County | 8001_12000 | Zone-by-Zone | gen2_t8_halogen | Georgia | 25.5114 | I: Non-Lodging Buildings with Zone-by-Zone Systems | 9.8827e-05 | 0.00012503 | 0 | 0 | 0 | 0.00069971 | 2.3297e-05 | 0.00017256 | 0.00011647 | 2.3632e-05 | 0 | 0 | 2.407e-05 | 0 | 0 | 0.00069971 | 2.3297e-05 | 0.00017256 | 0.00011647 | 4.7702e-05 | 0.0010597 | 12174.15
81252 | hvac_0001 | HP Boiler, Electric Backup | TRUE | 0.47343 | Education | GA, Bibb County | 150001_200000 | Multizone CAV/VAV | gen2_t8_halogen | Georgia | 11.5518 | D: Buildings with Hydronically Heated Multizone Systems | 0.00030295 | 0.00038385 | 0 | 0 | 0 | 0.0021644 | 0.00034474 | 0.00045282 | 4.7915e-05 | 0.00015426 | 0 | 0 | 0.00010151 | 0 | 0 | 0.0021644 | 0.00034474 | 0.00045282 | 4.7915e-05 | 0.00025577 | 0.0032657 | 82850.4012
34366 | hvac_0002 | HP Boiler, Gas Backup | TRUE | 1.3191 | Education | GA, Bibb County | 30001_40000 | Multizone CAV/VAV | gen2_t8_halogen | Georgia | 13.9646 | D: Buildings with Hydronically Heated Multizone Systems | 0.000208 | 0.0002485 | 0 | 0 | 0 | 0.0011331 | 0.0001165 | 0.00053403 | 8.2894e-05 | 7.2491e-05 | 2.1005e-06 | 0.00013468 | 0.00012413 | 0 | 0 | 0.0011352 | 0.00025118 | 0.00053403 | 8.2894e-05 | 0.00019662 | 0.0021999 | 46169.1007
34367 | hvac_0002 | HP Boiler, Gas Backup | TRUE | 2.3971 | Education | GA, Bibb County | 40001_52000 | Multizone CAV/VAV | gen4_led | Georgia | 14.1374 | D: Buildings with Hydronically Heated Multizone Systems | 0.00047657 | 0.00061597 | 0 | 0 | 0 | 0.0034558 | 0.00016158 | 0.0010457 | 0.00015138 | 0.00016279 | 4.5031e-05 | 0 | 0.0002967 | 0 | 0 | 0.0035009 | 0.00016158 | 0.0010457 | 0.00015138 | 0.00045949 | 0.0053191 | 110265.8822
34368 | hvac_0002 | HP Boiler, Gas Backup | TRUE | 0.81784 | Education | GA, Bibb County | 64001_70000 | Multizone CAV/VAV | gen2_t8_halogen | Georgia | 16.0259 | D: Buildings with Hydronically Heated Multizone Systems | 0.00025309 | 0.00034811 | 0 | 0 | 0 | 0.0020147 | 0.00017484 | 0.00037351 | 5.506e-05 | 0.00020705 | 7.3021e-06 | 0.00016389 | 0 | 0 | 0 | 0.002022 | 0.00033873 | 0.00037351 | 5.506e-05 | 0.00020705 | 0.0029964 | 54795.4663
34369 | hvac_0002 | HP Boiler, Gas Backup | TRUE | 2.2512 | Education | GA, Bibb County | 52001_64000 | Multizone CAV/VAV | gen2_t8_halogen | Georgia | 17.6729 | D: Buildings with Hydronically Heated Multizone Systems | 0.0007398 | 0.00091984 | 0 | 0 | 0 | 0.0054895 | 0.00043564 | 0.001279 | 0.00015132 | 0.00016568 | 9.9645e-06 | 0 | 0.00034261 | 0 | 0 | 0.0054995 | 0.00043564 | 0.001279 | 0.00015132 | 0.0005083 | 0.0078737 | 130569.7258
34370 | hvac_0002 | HP Boiler, Gas Backup | TRUE | 0.29875 | Education | GA, Bibb County | 100001_150000 | Multizone CAV/VAV | gen4_led | Georgia | 14.3019 | D: Buildings with Hydronically Heated Multizone Systems | 0.0001634 | 0.0002114 | 0 | 0 | 0 | 0.0013301 | 5.8676e-05 | 0.00025696 | 1.9867e-05 | 4.6628e-05 | 1.381e-05 | 0 | 9.6322e-05 | 0 | 0 | 0.0013439 | 5.8676e-05 | 0.00025696 | 1.9867e-05 | 0.00014295 | 0.0018224 | 37343.657
34371 | hvac_0002 | HP Boiler, Gas Backup | TRUE | 0.95433 | Education | GA, Bibb County | 70001_80000 | Multizone CAV/VAV | gen4_led | Georgia | 22.3949 | D: Buildings with Hydronically Heated Multizone Systems | 0.00055385 | 0.00063918 | 0 | 0 | 0 | 0.0042533 | 0.00014092 | 0.00067519 | 6.2439e-05 | 9.7011e-05 | 5.1648e-05 | 0 | 0.00018882 | 0 | 0 | 0.004305 | 0.00014092 | 0.00067519 | 6.2439e-05 | 0.00028583 | 0.0054693 | 71574.4554
34373 | hvac_0002 | HP Boiler, Gas Backup | TRUE | 0.55594 | Education | GA, Bibb County | 80001_100000 | Multizone CAV/VAV | gen2_t8_halogen | Georgia | 15.4017 | D: Buildings with Hydronically Heated Multizone Systems | 0.00021042 | 0.00030634 | 0 | 0 | 0 | 0.0020244 | 6.7099e-05 | 0.00030268 | 3.6985e-05 | 6.4317e-05 | 9.0474e-06 | 0 | 0.00012488 | 0 | 0 | 0.0020335 | 6.7099e-05 | 0.00030268 | 3.6985e-05 | 0.00018919 | 0.0026295 | 50034.6238
42214 | hvac_0002 | HP Boiler, Gas Backup | TRUE | 1.762 | Education | GA, Bibb County | 12001_30000 | Zone-by-Zone | gen4_led | Georgia | 17.3249 | I: Non-Lodging Buildings with Zone-by-Zone Systems | 0.00020843 | 0.00025588 | 0 | 0 | 0 | 0.0013236 | 0.00010537 | 0.00041223 | 0.00011716 | 0.00013758 | 9.1455e-05 | 0 | 0 | 0 | 0 | 0.0014151 | 0.00010537 | 0.00041223 | 0.00011716 | 0.00013758 | 0.0021874 | 37002.9884
51971 | hvac_0002 | HP Boiler, Gas Backup | FALSE | 15.4235 | Education | GA, Bibb County | 3001_8000 | Zone-by-Zone | gen2_t8_halogen | Georgia | 37.7338 | I: Non-Lodging Buildings with Zone-by-Zone Systems | 0.0010526 | 0.0013016 | 0 | 0 | 0 | 0.0076668 | 0.00023171 | 0.0012112 | 0.0014989 | 0.00031372 | 0 | 0 | 0 | 0 | 0 | 0.0076668 | 0.00023171 | 0.0012112 | 0.0014989 | 0.00031372 | 0.010922 | 84829.2891
62361 | hvac_0002 | HP Boiler, Gas Backup | TRUE | 0.23845 | Education | GA, Bibb County | 200001_400000 | Multizone CAV/VAV | gen2_t8_halogen | Georgia | 22.3543 | D: Buildings with Hydronically Heated Multizone Systems | 0.00052645 | 0.00064008 | 0 | 0 | 0 | 0.0043923 | 0.00038756 | 0.0002873 | 2.4535e-05 | 0.00017087 | 4.7623e-05 | 0.00014609 | 0 | 0 | 0 | 0.0044399 | 0.00053365 | 0.0002873 | 2.4535e-05 | 0.00017087 | 0.0054563 | 71533.5948
68318 | hvac_0002 | HP Boiler, Gas Backup | TRUE | 1.2174 | Education | GA, Bibb County | 8001_12000 | Zone-by-Zone | gen2_t8_halogen | Georgia | 25.5167 | I: Non-Lodging Buildings with Zone-by-Zone Systems | 9.8778e-05 | 0.000125 | 0 | 0 | 0 | 0.00069889 | 2.3297e-05 | 0.00017256 | 0.00011647 | 2.3632e-05 | 1.0385e-06 | 0 | 2.407e-05 | 0 | 0 | 0.00069993 | 2.3297e-05 | 0.00017256 | 0.00011647 | 4.7702e-05 | 0.00106 | 12174.15
81252 | hvac_0002 | HP Boiler, Gas Backup | TRUE | 0.47343 | Education | GA, Bibb County | 150001_200000 | Multizone CAV/VAV | gen2_t8_halogen | Georgia | 11.563 | D: Buildings with Hydronically Heated Multizone Systems | 0.00030308 | 0.00038342 | 0 | 0 | 0 | 0.0021523 | 0.00034474 | 0.00045282 | 4.7915e-05 | 0.00015426 | 1.5306e-05 | 0 | 0.00010151 | 0 | 0 | 0.0021676 | 0.00034474 | 0.00045282 | 4.7915e-05 | 0.00025577 | 0.0032688 | 82850.4012
34366 | hvac_0003 | DOAS HP Minisplits | FALSE | 1.3191 | Education | GA, Bibb County | 30001_40000 | Multizone CAV/VAV | gen2_t8_halogen | Georgia | 17.7009 | D: Buildings with Hydronically Heated Multizone Systems | 0.00023326 | 0.00027038 | 0 | 0 | 0 | 0.00079978 | 0.0001165 | 0.00053403 | 8.2881e-05 | 7.2491e-05 | 0.00092403 | 0.00013468 | 0.00012413 | 0 | 0 | 0.0017238 | 0.00025118 | 0.00053403 | 8.2881e-05 | 0.00019662 | 0.0027885 | 46169.1007
34367 | hvac_0003 | DOAS HP Minisplits | FALSE | 2.3971 | Education | GA, Bibb County | 40001_52000 | Multizone CAV/VAV | gen4_led | Georgia | 18.9832 | D: Buildings with Hydronically Heated Multizone Systems | 0.00056829 | 0.00069411 | 0 | 0 | 0 | 0.0026216 | 0.00016158 | 0.0010457 | 0.00015138 | 0.00016279 | 0.0027024 | 0 | 0.00029672 | 0 | 0 | 0.005324 | 0.00016158 | 0.0010457 | 0.00015138 | 0.00045951 | 0.0071423 | 110265.8822
34368 | hvac_0003 | DOAS HP Minisplits | FALSE | 0.81784 | Education | GA, Bibb County | 64001_70000 | Multizone CAV/VAV | gen2_t8_halogen | Georgia | 18.7309 | D: Buildings with Hydronically Heated Multizone Systems | 0.00027738 | 0.00037051 | 0 | 0 | 0 | 0.0017972 | 0.00017484 | 0.00037351 | 5.506e-05 | 0.00020705 | 0.00073057 | 0.00016389 | 0 | 0 | 0 | 0.0025278 | 0.00033873 | 0.00037351 | 5.506e-05 | 0.00020705 | 0.0035021 | 54795.4663
34369 | hvac_0003 | DOAS HP Minisplits | FALSE | 2.2512 | Education | GA, Bibb County | 52001_64000 | Multizone CAV/VAV | gen2_t8_halogen | Georgia | 19.7251 | D: Buildings with Hydronically Heated Multizone Systems | 0.00077788 | 0.0009545 | 0 | 0 | 0 | 0.0049848 | 0.00043564 | 0.001279 | 0.00015132 | 0.00016571 | 0.001429 | 0 | 0.00034261 | 0 | 0 | 0.0064138 | 0.00043564 | 0.001279 | 0.00015132 | 0.00050832 | 0.008788 | 130569.7258
34370 | hvac_0003 | DOAS HP Minisplits | FALSE | 0.29875 | Education | GA, Bibb County | 100001_150000 | Multizone CAV/VAV | gen4_led | Georgia | 18.5924 | D: Buildings with Hydronically Heated Multizone Systems | 0.00018614 | 0.00023387 | 0 | 0 | 0 | 0.0010615 | 5.8676e-05 | 0.00025696 | 1.9867e-05 | 4.6628e-05 | 0.00082911 | 0 | 9.6322e-05 | 0 | 0 | 0.0018906 | 5.8676e-05 | 0.00025696 | 1.9867e-05 | 0.00014295 | 0.0023691 | 37343.657
34371 | hvac_0003 | DOAS HP Minisplits | FALSE | 0.95433 | Education | GA, Bibb County | 70001_80000 | Multizone CAV/VAV | gen4_led | Georgia | 31.8398 | D: Buildings with Hydronically Heated Multizone Systems | 0.00064228 | 0.00073443 | 0 | 0 | 0 | 0.0031289 | 0.00014092 | 0.00067519 | 6.2439e-05 | 9.7011e-05 | 0.0034827 | 0 | 0.00018882 | 0 | 0 | 0.0066116 | 0.00014092 | 0.00067519 | 6.2439e-05 | 0.00028583 | 0.007776 | 71574.4554
34373 | hvac_0003 | DOAS HP Minisplits | FALSE | 0.55594 | Education | GA, Bibb County | 80001_100000 | Multizone CAV/VAV | gen2_t8_halogen | Georgia | 18.0682 | D: Buildings with Hydronically Heated Multizone Systems | 0.00023192 | 0.00032453 | 0 | 0 | 0 | 0.0017909 | 6.7099e-05 | 0.00030268 | 3.6985e-05 | 6.4317e-05 | 0.00069783 | 0 | 0.00012488 | 0 | 0 | 0.0024888 | 6.7099e-05 | 0.00030268 | 3.6985e-05 | 0.00018919 | 0.0030847 | 50034.6238
42214 | hvac_0003 | DOAS HP Minisplits | FALSE | 1.762 | Education | GA, Bibb County | 12001_30000 | Zone-by-Zone | gen4_led | Georgia | 17.9714 | I: Non-Lodging Buildings with Zone-by-Zone Systems | 0.00021228 | 0.00025941 | 0 | 0 | 0 | 0.0012868 | 0.00010537 | 0.00041223 | 0.00011716 | 0.00013758 | 0.00020996 | 0 | 0 | 0 | 0 | 0.0014967 | 0.00010537 | 0.00041223 | 0.00011716 | 0.00013758 | 0.0022691 | 37002.9884
51971 | hvac_0003 | DOAS HP Minisplits | FALSE | 15.4235 | Education | GA, Bibb County | 3001_8000 | Zone-by-Zone | gen2_t8_halogen | Georgia | 37.7338 | I: Non-Lodging Buildings with Zone-by-Zone Systems | 0.0010526 | 0.0013016 | 0 | 0 | 0 | 0.0076668 | 0.00023171 | 0.0012112 | 0.0014989 | 0.00031372 | 0 | 0 | 0 | 0 | 0 | 0.0076668 | 0.00023171 | 0.0012112 | 0.0014989 | 0.00031372 | 0.010922 | 84829.2891
62361 | hvac_0003 | DOAS HP Minisplits | FALSE | 0.23845 | Education | GA, Bibb County | 200001_400000 | Multizone CAV/VAV | gen2_t8_halogen | Georgia | 33.458 | D: Buildings with Hydronically Heated Multizone Systems | 0.00065921 | 0.00076528 | 0 | 0 | 0 | 0.003325 | 0.00038756 | 0.0002873 | 2.4533e-05 | 0.00017087 | 0.0038251 | 0.00014609 | 0 | 0 | 0 | 0.0071502 | 0.00053365 | 0.0002873 | 2.4533e-05 | 0.00017087 | 0.0081665 | 71533.5948
68318 | hvac_0003 | DOAS HP Minisplits | FALSE | 1.2174 | Education | GA, Bibb County | 8001_12000 | Zone-by-Zone | gen2_t8_halogen | Georgia | 30.03 | I: Non-Lodging Buildings with Zone-by-Zone Systems | 0.0001061 | 0.00013021 | 0 | 0 | 0 | 0.00055914 | 2.3297e-05 | 0.00017256 | 0.00011647 | 2.3632e-05 | 0.00032825 | 0 | 2.407e-05 | 0 | 0 | 0.00088738 | 2.3297e-05 | 0.00017256 | 0.00011647 | 4.7702e-05 | 0.0012474 | 12174.15
81252 | hvac_0003 | DOAS HP Minisplits | FALSE | 0.47343 | Education | GA, Bibb County | 150001_200000 | Multizone CAV/VAV | gen2_t8_halogen | Georgia | 17.7441 | D: Buildings with Hydronically Heated Multizone Systems | 0.00038426 | 0.00046332 | 0 | 0 | 0 | 0.0014484 | 0.00034474 | 0.00045282 | 4.7915e-05 | 0.00015426 | 0.0024665 | 0 | 0.00010151 | 0 | 0 | 0.003915 | 0.00034474 | 0.00045282 | 4.7915e-05 | 0.00025577 | 0.0050162 | 82850.4012
34366 | hvac_0004 | Variable Speed HP RTU, Original Heating Fuel Backup | FALSE | 1.3191 | Education | GA, Bibb County | 30001_40000 | Multizone CAV/VAV | gen2_t8_halogen | Georgia | 17.7009 | D: Buildings with Hydronically Heated Multizone Systems | 0.00023326 | 0.00027038 | 0 | 0 | 0 | 0.00079978 | 0.0001165 | 0.00053403 | 8.2881e-05 | 7.2491e-05 | 0.00092403 | 0.00013468 | 0.00012413 | 0 | 0 | 0.0017238 | 0.00025118 | 0.00053403 | 8.2881e-05 | 0.00019662 | 0.0027885 | 46169.1007
34367 | hvac_0004 | Variable Speed HP RTU, Original Heating Fuel Backup | FALSE | 2.3971 | Education | GA, Bibb County | 40001_52000 | Multizone CAV/VAV | gen4_led | Georgia | 18.9832 | D: Buildings with Hydronically Heated Multizone Systems | 0.00056829 | 0.00069411 | 0 | 0 | 0 | 0.0026216 | 0.00016158 | 0.0010457 | 0.00015138 | 0.00016279 | 0.0027024 | 0 | 0.00029672 | 0 | 0 | 0.005324 | 0.00016158 | 0.0010457 | 0.00015138 | 0.00045951 | 0.0071423 | 110265.8822
34368 | hvac_0004 | Variable Speed HP RTU, Original Heating Fuel Backup | FALSE | 0.81784 | Education | GA, Bibb County | 64001_70000 | Multizone CAV/VAV | gen2_t8_halogen | Georgia | 18.7309 | D: Buildings with Hydronically Heated Multizone Systems | 0.00027738 | 0.00037051 | 0 | 0 | 0 | 0.0017972 | 0.00017484 | 0.00037351 | 5.506e-05 | 0.00020705 | 0.00073057 | 0.00016389 | 0 | 0 | 0 | 0.0025278 | 0.00033873 | 0.00037351 | 5.506e-05 | 0.00020705 | 0.0035021 | 54795.4663
34369 | hvac_0004 | Variable Speed HP RTU, Original Heating Fuel Backup | FALSE | 2.2512 | Education | GA, Bibb County | 52001_64000 | Multizone CAV/VAV | gen2_t8_halogen | Georgia | 19.7251 | D: Buildings with Hydronically Heated Multizone Systems | 0.00077788 | 0.0009545 | 0 | 0 | 0 | 0.0049848 | 0.00043564 | 0.001279 | 0.00015132 | 0.00016571 | 0.001429 | 0 | 0.00034261 | 0 | 0 | 0.0064138 | 0.00043564 | 0.001279 | 0.00015132 | 0.00050832 | 0.008788 | 130569.7258
34370 | hvac_0004 | Variable Speed HP RTU, Original Heating Fuel Backup | FALSE | 0.29875 | Education | GA, Bibb County | 100001_150000 | Multizone CAV/VAV | gen4_led | Georgia | 18.5924 | D: Buildings with Hydronically Heated Multizone Systems | 0.00018614 | 0.00023387 | 0 | 0 | 0 | 0.0010615 | 5.8676e-05 | 0.00025696 | 1.9867e-05 | 4.6628e-05 | 0.00082911 | 0 | 9.6322e-05 | 0 | 0 | 0.0018906 | 5.8676e-05 | 0.00025696 | 1.9867e-05 | 0.00014295 | 0.0023691 | 37343.657
34371 | hvac_0004 | Variable Speed HP RTU, Original Heating Fuel Backup | FALSE | 0.95433 | Education | GA, Bibb County | 70001_80000 | Multizone CAV/VAV | gen4_led | Georgia | 31.8398 | D: Buildings with Hydronically Heated Multizone Systems | 0.00064228 | 0.00073443 | 0 | 0 | 0 | 0.0031289 | 0.00014092 | 0.00067519 | 6.2439e-05 | 9.7011e-05 | 0.0034827 | 0 | 0.00018882 | 0 | 0 | 0.0066116 | 0.00014092 | 0.00067519 | 6.2439e-05 | 0.00028583 | 0.007776 | 71574.4554
34373 | hvac_0004 | Variable Speed HP RTU, Original Heating Fuel Backup | FALSE | 0.55594 | Education | GA, Bibb County | 80001_100000 | Multizone CAV/VAV | gen2_t8_halogen | Georgia | 18.0682 | D: Buildings with Hydronically Heated Multizone Systems | 0.00023192 | 0.00032453 | 0 | 0 | 0 | 0.0017909 | 6.7099e-05 | 0.00030268 | 3.6985e-05 | 6.4317e-05 | 0.00069783 | 0 | 0.00012488 | 0 | 0 | 0.0024888 | 6.7099e-05 | 0.00030268 | 3.6985e-05 | 0.00018919 | 0.0030847 | 50034.6238
42214 | hvac_0004 | Variable Speed HP RTU, Original Heating Fuel Backup | FALSE | 1.762 | Education | GA, Bibb County | 12001_30000 | Zone-by-Zone | gen4_led | Georgia | 17.9714 | I: Non-Lodging Buildings with Zone-by-Zone Systems | 0.00021228 | 0.00025941 | 0 | 0 | 0 | 0.0012868 | 0.00010537 | 0.00041223 | 0.00011716 | 0.00013758 | 0.00020996 | 0 | 0 | 0 | 0 | 0.0014967 | 0.00010537 | 0.00041223 | 0.00011716 | 0.00013758 | 0.0022691 | 37002.9884
51971 | hvac_0004 | Variable Speed HP RTU, Original Heating Fuel Backup | FALSE | 15.4235 | Education | GA, Bibb County | 3001_8000 | Zone-by-Zone | gen2_t8_halogen | Georgia | 37.7338 | I: Non-Lodging Buildings with Zone-by-Zone Systems | 0.0010526 | 0.0013016 | 0 | 0 | 0 | 0.0076668 | 0.00023171 | 0.0012112 | 0.0014989 | 0.00031372 | 0 | 0 | 0 | 0 | 0 | 0.0076668 | 0.00023171 | 0.0012112 | 0.0014989 | 0.00031372 | 0.010922 | 84829.2891
62361 | hvac_0004 | Variable Speed HP RTU, Original Heating Fuel Backup | FALSE | 0.23845 | Education | GA, Bibb County | 200001_400000 | Multizone CAV/VAV | gen2_t8_halogen | Georgia | 33.458 | D: Buildings with Hydronically Heated Multizone Systems | 0.00065921 | 0.00076528 | 0 | 0 | 0 | 0.003325 | 0.00038756 | 0.0002873 | 2.4533e-05 | 0.00017087 | 0.0038251 | 0.00014609 | 0 | 0 | 0 | 0.0071502 | 0.00053365 | 0.0002873 | 2.4533e-05 | 0.00017087 | 0.0081665 | 71533.5948
68318 | hvac_0004 | Variable Speed HP RTU, Original Heating Fuel Backup | FALSE | 1.2174 | Education | GA, Bibb County | 8001_12000 | Zone-by-Zone | gen2_t8_halogen | Georgia | 30.03 | I: Non-Lodging Buildings with Zone-by-Zone Systems | 0.0001061 | 0.00013021 | 0 | 0 | 0 | 0.00055914 | 2.3297e-05 | 0.00017256 | 0.00011647 | 2.3632e-05 | 0.00032825 | 0 | 2.407e-05 | 0 | 0 | 0.00088738 | 2.3297e-05 | 0.00017256 | 0.00011647 | 4.7702e-05 | 0.0012474 | 12174.15
81252 | hvac_0004 | Variable Speed HP RTU, Original Heating Fuel Backup | FALSE | 0.47343 | Education | GA, Bibb County | 150001_200000 | Multizone CAV/VAV | gen2_t8_halogen | Georgia | 17.7441 | D: Buildings with Hydronically Heated Multizone Systems | 0.00038426 | 0.00046332 | 0 | 0 | 0 | 0.0014484 | 0.00034474 | 0.00045282 | 4.7915e-05 | 0.00015426 | 0.0024665 | 0 | 0.00010151 | 0 | 0 | 0.003915 | 0.00034474 | 0.00045282 | 4.7915e-05 | 0.00025577 | 0.0050162 | 82850.4012
34366 | hvac_0005 | Variable Speed HP RTU, Electric Backup | FALSE | 1.3191 | Education | GA, Bibb County | 30001_40000 | Multizone CAV/VAV | gen2_t8_halogen | Georgia | 17.7009 | D: Buildings with Hydronically Heated Multizone Systems | 0.00023326 | 0.00027038 | 0 | 0 | 0 | 0.00079978 | 0.0001165 | 0.00053403 | 8.2881e-05 | 7.2491e-05 | 0.00092403 | 0.00013468 | 0.00012413 | 0 | 0 | 0.0017238 | 0.00025118 | 0.00053403 | 8.2881e-05 | 0.00019662 | 0.0027885 | 46169.1007
34367 | hvac_0005 | Variable Speed HP RTU, Electric Backup | FALSE | 2.3971 | Education | GA, Bibb County | 40001_52000 | Multizone CAV/VAV | gen4_led | Georgia | 18.9832 | D: Buildings with Hydronically Heated Multizone Systems | 0.00056829 | 0.00069411 | 0 | 0 | 0 | 0.0026216 | 0.00016158 | 0.0010457 | 0.00015138 | 0.00016279 | 0.0027024 | 0 | 0.00029672 | 0 | 0 | 0.005324 | 0.00016158 | 0.0010457 | 0.00015138 | 0.00045951 | 0.0071423 | 110265.8822
34368 | hvac_0005 | Variable Speed HP RTU, Electric Backup | FALSE | 0.81784 | Education | GA, Bibb County | 64001_70000 | Multizone CAV/VAV | gen2_t8_halogen | Georgia | 18.7309 | D: Buildings with Hydronically Heated Multizone Systems | 0.00027738 | 0.00037051 | 0 | 0 | 0 | 0.0017972 | 0.00017484 | 0.00037351 | 5.506e-05 | 0.00020705 | 0.00073057 | 0.00016389 | 0 | 0 | 0 | 0.0025278 | 0.00033873 | 0.00037351 | 5.506e-05 | 0.00020705 | 0.0035021 | 54795.4663
34369 | hvac_0005 | Variable Speed HP RTU, Electric Backup | FALSE | 2.2512 | Education | GA, Bibb County | 52001_64000 | Multizone CAV/VAV | gen2_t8_halogen | Georgia | 19.7251 | D: Buildings with Hydronically Heated Multizone Systems | 0.00077788 | 0.0009545 | 0 | 0 | 0 | 0.0049848 | 0.00043564 | 0.001279 | 0.00015132 | 0.00016571 | 0.001429 | 0 | 0.00034261 | 0 | 0 | 0.0064138 | 0.00043564 | 0.001279 | 0.00015132 | 0.00050832 | 0.008788 | 130569.7258
34370 | hvac_0005 | Variable Speed HP RTU, Electric Backup | FALSE | 0.29875 | Education | GA, Bibb County | 100001_150000 | Multizone CAV/VAV | gen4_led | Georgia | 18.5924 | D: Buildings with Hydronically Heated Multizone Systems | 0.00018614 | 0.00023387 | 0 | 0 | 0 | 0.0010615 | 5.8676e-05 | 0.00025696 | 1.9867e-05 | 4.6628e-05 | 0.00082911 | 0 | 9.6322e-05 | 0 | 0 | 0.0018906 | 5.8676e-05 | 0.00025696 | 1.9867e-05 | 0.00014295 | 0.0023691 | 37343.657
34371 | hvac_0005 | Variable Speed HP RTU, Electric Backup | FALSE | 0.95433 | Education | GA, Bibb County | 70001_80000 | Multizone CAV/VAV | gen4_led | Georgia | 31.8398 | D: Buildings with Hydronically Heated Multizone Systems | 0.00064228 | 0.00073443 | 0 | 0 | 0 | 0.0031289 | 0.00014092 | 0.00067519 | 6.2439e-05 | 9.7011e-05 | 0.0034827 | 0 | 0.00018882 | 0 | 0 | 0.0066116 | 0.00014092 | 0.00067519 | 6.2439e-05 | 0.00028583 | 0.007776 | 71574.4554
34373 | hvac_0005 | Variable Speed HP RTU, Electric Backup | FALSE | 0.55594 | Education | GA, Bibb County | 80001_100000 | Multizone CAV/VAV | gen2_t8_halogen | Georgia | 18.0682 | D: Buildings with Hydronically Heated Multizone Systems | 0.00023192 | 0.00032453 | 0 | 0 | 0 | 0.0017909 | 6.7099e-05 | 0.00030268 | 3.6985e-05 | 6.4317e-05 | 0.00069783 | 0 | 0.00012488 | 0 | 0 | 0.0024888 | 6.7099e-05 | 0.00030268 | 3.6985e-05 | 0.00018919 | 0.0030847 | 50034.6238
42214 | hvac_0005 | Variable Speed HP RTU, Electric Backup | FALSE | 1.762 | Education | GA, Bibb County | 12001_30000 | Zone-by-Zone | gen4_led | Georgia | 17.9714 | I: Non-Lodging Buildings with Zone-by-Zone Systems | 0.00021228 | 0.00025941 | 0 | 0 | 0 | 0.0012868 | 0.00010537 | 0.00041223 | 0.00011716 | 0.00013758 | 0.00020996 | 0 | 0 | 0 | 0 | 0.0014967 | 0.00010537 | 0.00041223 | 0.00011716 | 0.00013758 | 0.0022691 | 37002.9884
51971 | hvac_0005 | Variable Speed HP RTU, Electric Backup | FALSE | 15.4235 | Education | GA, Bibb County | 3001_8000 | Zone-by-Zone | gen2_t8_halogen | Georgia | 37.7338 | I: Non-Lodging Buildings with Zone-by-Zone Systems | 0.0010526 | 0.0013016 | 0 | 0 | 0 | 0.0076668 | 0.00023171 | 0.0012112 | 0.0014989 | 0.00031372 | 0 | 0 | 0 | 0 | 0 | 0.0076668 | 0.00023171 | 0.0012112 | 0.0014989 | 0.00031372 | 0.010922 | 84829.2891
62361 | hvac_0005 | Variable Speed HP RTU, Electric Backup | FALSE | 0.23845 | Education | GA, Bibb County | 200001_400000 | Multizone CAV/VAV | gen2_t8_halogen | Georgia | 33.458 | D: Buildings with Hydronically Heated Multizone Systems | 0.00065921 | 0.00076528 | 0 | 0 | 0 | 0.003325 | 0.00038756 | 0.0002873 | 2.4533e-05 | 0.00017087 | 0.0038251 | 0.00014609 | 0 | 0 | 0 | 0.0071502 | 0.00053365 | 0.0002873 | 2.4533e-05 | 0.00017087 | 0.0081665 | 71533.5948
68318 | hvac_0005 | Variable Speed HP RTU, Electric Backup | FALSE | 1.2174 | Education | GA, Bibb County | 8001_12000 | Zone-by-Zone | gen2_t8_halogen | Georgia | 30.03 | I: Non-Lodging Buildings with Zone-by-Zone Systems | 0.0001061 | 0.00013021 | 0 | 0 | 0 | 0.00055914 | 2.3297e-05 | 0.00017256 | 0.00011647 | 2.3632e-05 | 0.00032825 | 0 | 2.407e-05 | 0 | 0 | 0.00088738 | 2.3297e-05 | 0.00017256 | 0.00011647 | 4.7702e-05 | 0.0012474 | 12174.15
81252 | hvac_0005 | Variable Speed HP RTU, Electric Backup | FALSE | 0.47343 | Education | GA, Bibb County | 150001_200000 | Multizone CAV/VAV | gen2_t8_halogen | Georgia | 17.7441 | D: Buildings with Hydronically Heated Multizone Systems | 0.00038426 | 0.00046332 | 0 | 0 | 0 | 0.0014484 | 0.00034474 | 0.00045282 | 4.7915e-05 | 0.00015426 | 0.0024665 | 0 | 0.00010151 | 0 | 0 | 0.003915 | 0.00034474 | 0.00045282 | 4.7915e-05 | 0.00025577 | 0.0050162 | 82850.4012
34366 | hvac_0006 | VRF with DOAS | TRUE | 1.3191 | Education | GA, Bibb County | 30001_40000 | Multizone CAV/VAV | gen2_t8_halogen | Georgia | 11.9456 | D: Buildings with Hydronically Heated Multizone Systems | 0.00016951 | 0.00020792 | 0 | 0 | 0 | 0.00076126 | 0.0001165 | 0.00053403 | 8.5569e-05 | 7.2491e-05 | 5.3187e-05 | 0.00013468 | 0.00012413 | 0 | 0 | 0.00081445 | 0.00025118 | 0.00053403 | 8.5569e-05 | 0.00019662 | 0.0018818 | 46169.1007
34367 | hvac_0006 | VRF with DOAS | TRUE | 2.3971 | Education | GA, Bibb County | 40001_52000 | Multizone CAV/VAV | gen4_led | Georgia | 11.4685 | D: Buildings with Hydronically Heated Multizone Systems | 0.00039889 | 0.00049028 | 0 | 0 | 0 | 0.0023302 | 0.00016158 | 0.0010457 | 0.00015765 | 0.00016281 | 0.00016015 | 0 | 0.00029681 | 0 | 0 | 0.0024904 | 0.00016158 | 0.0010457 | 0.00015765 | 0.00045963 | 0.004315 | 110265.8822
34368 | hvac_0006 | VRF with DOAS | TRUE | 0.81784 | Education | GA, Bibb County | 64001_70000 | Multizone CAV/VAV | gen2_t8_halogen | Georgia | 12.9186 | D: Buildings with Hydronically Heated Multizone Systems | 0.00020971 | 0.00027824 | 0 | 0 | 0 | 0.0014211 | 0.00017484 | 0.00037351 | 5.5626e-05 | 0.00020705 | 1.9426e-05 | 0.00016389 | 0 | 0 | 0 | 0.0014405 | 0.00033873 | 0.00037351 | 5.5626e-05 | 0.00020705 | 0.0024154 | 54795.4663
34369 | hvac_0006 | VRF with DOAS | TRUE | 2.2512 | Education | GA, Bibb County | 52001_64000 | Multizone CAV/VAV | gen2_t8_halogen | Georgia | 12.7202 | D: Buildings with Hydronically Heated Multizone Systems | 0.0005634 | 0.00065201 | 0 | 0 | 0 | 0.0031882 | 0.00043564 | 0.001279 | 0.00015297 | 0.00016571 | 0.00010312 | 0 | 0.00034261 | 0 | 0 | 0.0032913 | 0.00043564 | 0.001279 | 0.00015297 | 0.00050832 | 0.0056671 | 130569.7258
34370 | hvac_0006 | VRF with DOAS | TRUE | 0.29875 | Education | GA, Bibb County | 100001_150000 | Multizone CAV/VAV | gen4_led | Georgia | 9.6905 | D: Buildings with Hydronically Heated Multizone Systems | 0.00011247 | 0.00014055 | 0 | 0 | 0 | 0.00072646 | 5.8676e-05 | 0.00025696 | 2.0082e-05 | 4.6628e-05 | 2.965e-05 | 0 | 9.6322e-05 | 0 | 0 | 0.00075611 | 5.8676e-05 | 0.00025696 | 2.0082e-05 | 0.00014295 | 0.0012348 | 37343.657
34371 | hvac_0006 | VRF with DOAS | TRUE | 0.95433 | Education | GA, Bibb County | 70001_80000 | Multizone CAV/VAV | gen4_led | Georgia | 13.8897 | D: Buildings with Hydronically Heated Multizone Systems | 0.0003506 | 0.00038881 | 0 | 0 | 0 | 0.002121 | 0.00014092 | 0.00067519 | 6.3407e-05 | 9.7011e-05 | 0.00010586 | 0 | 0.00018882 | 0 | 0 | 0.0022268 | 0.00014092 | 0.00067519 | 6.3407e-05 | 0.00028583 | 0.0033922 | 71574.4554
34373 | hvac_0006 | VRF with DOAS | TRUE | 0.55594 | Education | GA, Bibb County | 80001_100000 | Multizone CAV/VAV | gen2_t8_halogen | Georgia | 9.7496 | D: Buildings with Hydronically Heated Multizone Systems | 0.00014064 | 0.0001906 | 0 | 0 | 0 | 0.0010448 | 6.7099e-05 | 0.00030268 | 3.737e-05 | 6.4317e-05 | 2.3311e-05 | 0 | 0.00012488 | 0 | 0 | 0.0010681 | 6.7099e-05 | 0.00030268 | 3.737e-05 | 0.00018919 | 0.0016645 | 50034.6238
42214 | hvac_0006 | VRF with DOAS | FALSE | 1.762 | Education | GA, Bibb County | 12001_30000 | Zone-by-Zone | gen4_led | Georgia | 17.9714 | I: Non-Lodging Buildings with Zone-by-Zone Systems | 0.00021228 | 0.00025941 | 0 | 0 | 0 | 0.0012868 | 0.00010537 | 0.00041223 | 0.00011716 | 0.00013758 | 0.00020996 | 0 | 0 | 0 | 0 | 0.0014967 | 0.00010537 | 0.00041223 | 0.00011716 | 0.00013758 | 0.0022691 | 37002.9884
51971 | hvac_0006 | VRF with DOAS | FALSE | 15.4235 | Education | GA, Bibb County | 3001_8000 | Zone-by-Zone | gen2_t8_halogen | Georgia | 37.7338 | I: Non-Lodging Buildings with Zone-by-Zone Systems | 0.0010526 | 0.0013016 | 0 | 0 | 0 | 0.0076668 | 0.00023171 | 0.0012112 | 0.0014989 | 0.00031372 | 0 | 0 | 0 | 0 | 0 | 0.0076668 | 0.00023171 | 0.0012112 | 0.0014989 | 0.00031372 | 0.010922 | 84829.2891
62361 | hvac_0006 | VRF with DOAS | FALSE | 0.23845 | Education | GA, Bibb County | 200001_400000 | Multizone CAV/VAV | gen2_t8_halogen | Georgia | 33.458 | D: Buildings with Hydronically Heated Multizone Systems | 0.00065921 | 0.00076528 | 0 | 0 | 0 | 0.003325 | 0.00038756 | 0.0002873 | 2.4533e-05 | 0.00017087 | 0.0038251 | 0.00014609 | 0 | 0 | 0 | 0.0071502 | 0.00053365 | 0.0002873 | 2.4533e-05 | 0.00017087 | 0.0081665 | 71533.5948
68318 | hvac_0006 | VRF with DOAS | FALSE | 1.2174 | Education | GA, Bibb County | 8001_12000 | Zone-by-Zone | gen2_t8_halogen | Georgia | 30.03 | I: Non-Lodging Buildings with Zone-by-Zone Systems | 0.0001061 | 0.00013021 | 0 | 0 | 0 | 0.00055914 | 2.3297e-05 | 0.00017256 | 0.00011647 | 2.3632e-05 | 0.00032825 | 0 | 2.407e-05 | 0 | 0 | 0.00088738 | 2.3297e-05 | 0.00017256 | 0.00011647 | 4.7702e-05 | 0.0012474 | 12174.15
81252 | hvac_0006 | VRF with DOAS | FALSE | 0.47343 | Education | GA, Bibb County | 150001_200000 | Multizone CAV/VAV | gen2_t8_halogen | Georgia | 17.7441 | D: Buildings with Hydronically Heated Multizone Systems | 0.00038426 | 0.00046332 | 0 | 0 | 0 | 0.0014484 | 0.00034474 | 0.00045282 | 4.7915e-05 | 0.00015426 | 0.0024665 | 0 | 0.00010151 | 0 | 0 | 0.003915 | 0.00034474 | 0.00045282 | 4.7915e-05 | 0.00025577 | 0.0050162 | 82850.4012
34366 | hvac_0007 | Demand Control Ventilation | TRUE | 1.3191 | Education | GA, Bibb County | 30001_40000 | Multizone CAV/VAV | gen2_t8_halogen | Georgia | 16.4591 | D: Buildings with Hydronically Heated Multizone Systems | 0.00022047 | 0.00025518 | 0 | 0 | 0 | 0.0007592 | 0.0001165 | 0.00053403 | 8.2881e-05 | 7.2491e-05 | 0.00076899 | 0.00013468 | 0.00012413 | 0 | 0 | 0.0015282 | 0.00025118 | 0.00053403 | 8.2881e-05 | 0.00019662 | 0.0025929 | 46169.1007
34367 | hvac_0007 | Demand Control Ventilation | TRUE | 2.3971 | Education | GA, Bibb County | 40001_52000 | Multizone CAV/VAV | gen4_led | Georgia | 17.3526 | D: Buildings with Hydronically Heated Multizone Systems | 0.0005275 | 0.0006399 | 0 | 0 | 0 | 0.002369 | 0.00016158 | 0.0010457 | 0.00015138 | 0.00016281 | 0.0023414 | 0 | 0.00029679 | 0 | 0 | 0.0047105 | 0.00016158 | 0.0010457 | 0.00015138 | 0.0004596 | 0.0065288 | 110265.8822
34368 | hvac_0007 | Demand Control Ventilation | FALSE | 0.81784 | Education | GA, Bibb County | 64001_70000 | Multizone CAV/VAV | gen2_t8_halogen | Georgia | 18.7309 | D: Buildings with Hydronically Heated Multizone Systems | 0.00027738 | 0.00037051 | 0 | 0 | 0 | 0.0017972 | 0.00017484 | 0.00037351 | 5.506e-05 | 0.00020705 | 0.00073057 | 0.00016389 | 0 | 0 | 0 | 0.0025278 | 0.00033873 | 0.00037351 | 5.506e-05 | 0.00020705 | 0.0035021 | 54795.4663
34369 | hvac_0007 | Demand Control Ventilation | TRUE | 2.2512 | Education | GA, Bibb County | 52001_64000 | Multizone CAV/VAV | gen2_t8_halogen | Georgia | 18.7648 | D: Buildings with Hydronically Heated Multizone Systems | 0.00074696 | 0.00091422 | 0 | 0 | 0 | 0.0047615 | 0.00043564 | 0.001279 | 0.00015132 | 0.00016571 | 0.0012244 | 0 | 0.00034261 | 0 | 0 | 0.0059859 | 0.00043564 | 0.001279 | 0.00015132 | 0.00050832 | 0.0083601 | 130569.7258
34370 | hvac_0007 | Demand Control Ventilation | TRUE | 0.29875 | Education | GA, Bibb County | 100001_150000 | Multizone CAV/VAV | gen4_led | Georgia | 17.1898 | D: Buildings with Hydronically Heated Multizone Systems | 0.00017455 | 0.00021781 | 0 | 0 | 0 | 0.00098282 | 5.8676e-05 | 0.00025696 | 1.9867e-05 | 4.6628e-05 | 0.00072909 | 0 | 9.6322e-05 | 0 | 0 | 0.0017119 | 5.8676e-05 | 0.00025696 | 1.9867e-05 | 0.00014295 | 0.0021904 | 37343.657
34371 | hvac_0007 | Demand Control Ventilation | TRUE | 0.95433 | Education | GA, Bibb County | 70001_80000 | Multizone CAV/VAV | gen4_led | Georgia | 28.6706 | D: Buildings with Hydronically Heated Multizone Systems | 0.00059325 | 0.00067901 | 0 | 0 | 0 | 0.0030581 | 0.00014092 | 0.00067519 | 6.2449e-05 | 9.7011e-05 | 0.0027795 | 0 | 0.00018882 | 0 | 0 | 0.0058376 | 0.00014092 | 0.00067519 | 6.2449e-05 | 0.00028583 | 0.007002 | 71574.4554
34373 | hvac_0007 | Demand Control Ventilation | TRUE | 0.55594 | Education | GA, Bibb County | 80001_100000 | Multizone CAV/VAV | gen2_t8_halogen | Georgia | 16.2795 | D: Buildings with Hydronically Heated Multizone Systems | 0.00021187 | 0.00029697 | 0 | 0 | 0 | 0.0016544 | 6.7099e-05 | 0.00030268 | 3.6996e-05 | 6.4317e-05 | 0.00052896 | 0 | 0.00012488 | 0 | 0 | 0.0021833 | 6.7099e-05 | 0.00030268 | 3.6996e-05 | 0.00018919 | 0.0027793 | 50034.6238
42214 | hvac_0007 | Demand Control Ventilation | FALSE | 1.762 | Education | GA, Bibb County | 12001_30000 | Zone-by-Zone | gen4_led | Georgia | 17.9714 | I: Non-Lodging Buildings with Zone-by-Zone Systems | 0.00021228 | 0.00025941 | 0 | 0 | 0 | 0.0012868 | 0.00010537 | 0.00041223 | 0.00011716 | 0.00013758 | 0.00020996 | 0 | 0 | 0 | 0 | 0.0014967 | 0.00010537 | 0.00041223 | 0.00011716 | 0.00013758 | 0.0022691 | 37002.9884
51971 | hvac_0007 | Demand Control Ventilation | FALSE | 15.4235 | Education | GA, Bibb County | 3001_8000 | Zone-by-Zone | gen2_t8_halogen | Georgia | 37.7338 | I: Non-Lodging Buildings with Zone-by-Zone Systems | 0.0010526 | 0.0013016 | 0 | 0 | 0 | 0.0076668 | 0.00023171 | 0.0012112 | 0.0014989 | 0.00031372 | 0 | 0 | 0 | 0 | 0 | 0.0076668 | 0.00023171 | 0.0012112 | 0.0014989 | 0.00031372 | 0.010922 | 84829.2891
62361 | hvac_0007 | Demand Control Ventilation | TRUE | 0.23845 | Education | GA, Bibb County | 200001_400000 | Multizone CAV/VAV | gen2_t8_halogen | Georgia | 30.3755 | D: Buildings with Hydronically Heated Multizone Systems | 0.00062406 | 0.00072042 | 0 | 0 | 0 | 0.0034283 | 0.00038756 | 0.0002873 | 2.4555e-05 | 0.00017087 | 0.0029694 | 0.00014609 | 0 | 0 | 0 | 0.0063978 | 0.00053365 | 0.0002873 | 2.4555e-05 | 0.00017087 | 0.0074141 | 71533.5948
68318 | hvac_0007 | Demand Control Ventilation | FALSE | 1.2174 | Education | GA, Bibb County | 8001_12000 | Zone-by-Zone | gen2_t8_halogen | Georgia | 30.03 | I: Non-Lodging Buildings with Zone-by-Zone Systems | 0.0001061 | 0.00013021 | 0 | 0 | 0 | 0.00055914 | 2.3297e-05 | 0.00017256 | 0.00011647 | 2.3632e-05 | 0.00032825 | 0 | 2.407e-05 | 0 | 0 | 0.00088738 | 2.3297e-05 | 0.00017256 | 0.00011647 | 4.7702e-05 | 0.0012474 | 12174.15
81252 | hvac_0007 | Demand Control Ventilation | FALSE | 0.47343 | Education | GA, Bibb County | 150001_200000 | Multizone CAV/VAV | gen2_t8_halogen | Georgia | 17.7441 | D: Buildings with Hydronically Heated Multizone Systems | 0.00038426 | 0.00046332 | 0 | 0 | 0 | 0.0014484 | 0.00034474 | 0.00045282 | 4.7915e-05 | 0.00015426 | 0.0024665 | 0 | 0.00010151 | 0 | 0 | 0.003915 | 0.00034474 | 0.00045282 | 4.7915e-05 | 0.00025577 | 0.0050162 | 82850.4012
34366 | hvac_0008 | Energy Recovery for AHUs | TRUE | 1.3191 | Education | GA, Bibb County | 30001_40000 | Multizone CAV/VAV | gen2_t8_halogen | Georgia | 15.6637 | D: Buildings with Hydronically Heated Multizone Systems | 0.00021354 | 0.00024987 | 0 | 0 | 0 | 0.0008176 | 0.0001165 | 0.00053403 | 8.2931e-05 | 7.2491e-05 | 0.00058522 | 0.00013468 | 0.00012413 | 0 | 0 | 0.0014028 | 0.00025118 | 0.00053403 | 8.2931e-05 | 0.00019662 | 0.0024676 | 46169.1007
34367 | hvac_0008 | Energy Recovery for AHUs | TRUE | 2.3971 | Education | GA, Bibb County | 40001_52000 | Multizone CAV/VAV | gen4_led | Georgia | 16.0725 | D: Buildings with Hydronically Heated Multizone Systems | 0.00049813 | 0.00061248 | 0 | 0 | 0 | 0.0024598 | 0.00016158 | 0.0010457 | 0.0001515 | 0.00016281 | 0.0017689 | 0 | 0.00029679 | 0 | 0 | 0.0042287 | 0.00016158 | 0.0010457 | 0.0001515 | 0.0004596 | 0.0060472 | 110265.8822
34368 | hvac_0008 | Energy Recovery for AHUs | TRUE | 0.81784 | Education | GA, Bibb County | 64001_70000 | Multizone CAV/VAV | gen2_t8_halogen | Georgia | 17.1193 | D: Buildings with Hydronically Heated Multizone Systems | 0.00025888 | 0.00034751 | 0 | 0 | 0 | 0.0017424 | 0.00017484 | 0.00037351 | 5.5068e-05 | 0.00020705 | 0.00048408 | 0.00016389 | 0 | 0 | 0 | 0.0022264 | 0.00033873 | 0.00037351 | 5.5068e-05 | 0.00020705 | 0.0032008 | 54795.4663
34369 | hvac_0008 | Energy Recovery for AHUs | TRUE | 2.2512 | Education | GA, Bibb County | 52001_64000 | Multizone CAV/VAV | gen2_t8_halogen | Georgia | 18.1559 | D: Buildings with Hydronically Heated Multizone Systems | 0.00073069 | 0.00089538 | 0 | 0 | 0 | 0.0047478 | 0.00043564 | 0.001279 | 0.00015137 | 0.00016568 | 0.00096683 | 0 | 0.00034261 | 0 | 0 | 0.0057146 | 0.00043564 | 0.001279 | 0.00015137 | 0.0005083 | 0.0080889 | 130569.7258
34370 | hvac_0008 | Energy Recovery for AHUs | TRUE | 0.29875 | Education | GA, Bibb County | 100001_150000 | Multizone CAV/VAV | gen4_led | Georgia | 15.7522 | D: Buildings with Hydronically Heated Multizone Systems | 0.00016353 | 0.00020677 | 0 | 0 | 0 | 0.0010059 | 5.8676e-05 | 0.00025696 | 1.9872e-05 | 4.6628e-05 | 0.00052285 | 0 | 9.6322e-05 | 0 | 0 | 0.0015287 | 5.8676e-05 | 0.00025696 | 1.9872e-05 | 0.00014295 | 0.0020072 | 37343.657
34371 | hvac_0008 | Energy Recovery for AHUs | TRUE | 0.95433 | Education | GA, Bibb County | 70001_80000 | Multizone CAV/VAV | gen4_led | Georgia | 28.0493 | D: Buildings with Hydronically Heated Multizone Systems | 0.00058621 | 0.00067125 | 0 | 0 | 0 | 0.0031034 | 0.00014092 | 0.00067519 | 6.2449e-05 | 9.7011e-05 | 0.0025825 | 0 | 0.00018882 | 0 | 0 | 0.0056859 | 0.00014092 | 0.00067519 | 6.2449e-05 | 0.00028583 | 0.0068503 | 71574.4554
34373 | hvac_0008 | Energy Recovery for AHUs | TRUE | 0.55594 | Education | GA, Bibb County | 80001_100000 | Multizone CAV/VAV | gen2_t8_halogen | Georgia | 15.9931 | D: Buildings with Hydronically Heated Multizone Systems | 0.00020917 | 0.00029495 | 0 | 0 | 0 | 0.001678 | 6.7099e-05 | 0.00030268 | 3.6996e-05 | 6.4317e-05 | 0.00045643 | 0 | 0.00012488 | 0 | 0 | 0.0021345 | 6.7099e-05 | 0.00030268 | 3.6996e-05 | 0.00018919 | 0.0027304 | 50034.6238
42214 | hvac_0008 | Energy Recovery for AHUs | FALSE | 1.762 | Education | GA, Bibb County | 12001_30000 | Zone-by-Zone | gen4_led | Georgia | 17.9714 | I: Non-Lodging Buildings with Zone-by-Zone Systems | 0.00021228 | 0.00025941 | 0 | 0 | 0 | 0.0012868 | 0.00010537 | 0.00041223 | 0.00011716 | 0.00013758 | 0.00020996 | 0 | 0 | 0 | 0 | 0.0014967 | 0.00010537 | 0.00041223 | 0.00011716 | 0.00013758 | 0.0022691 | 37002.9884
51971 | hvac_0008 | Energy Recovery for AHUs | FALSE | 15.4235 | Education | GA, Bibb County | 3001_8000 | Zone-by-Zone | gen2_t8_halogen | Georgia | 37.7338 | I: Non-Lodging Buildings with Zone-by-Zone Systems | 0.0010526 | 0.0013016 | 0 | 0 | 0 | 0.0076668 | 0.00023171 | 0.0012112 | 0.0014989 | 0.00031372 | 0 | 0 | 0 | 0 | 0 | 0.0076668 | 0.00023171 | 0.0012112 | 0.0014989 | 0.00031372 | 0.010922 | 84829.2891
62361 | hvac_0008 | Energy Recovery for AHUs | TRUE | 0.23845 | Education | GA, Bibb County | 200001_400000 | Multizone CAV/VAV | gen2_t8_halogen | Georgia | 30.8235 | D: Buildings with Hydronically Heated Multizone Systems | 0.000616 | 0.00071769 | 0 | 0 | 0 | 0.0032366 | 0.00038756 | 0.0002873 | 2.4533e-05 | 0.00017087 | 0.0032705 | 0.00014609 | 0 | 0 | 0 | 0.0065071 | 0.00053365 | 0.0002873 | 2.4533e-05 | 0.00017087 | 0.0075235 | 71533.5948
68318 | hvac_0008 | Energy Recovery for AHUs | TRUE | 1.2174 | Education | GA, Bibb County | 8001_12000 | Zone-by-Zone | gen2_t8_halogen | Georgia | 26.7017 | I: Non-Lodging Buildings with Zone-by-Zone Systems | 9.7153e-05 | 0.00012075 | 0 | 0 | 0 | 0.00055482 | 2.3297e-05 | 0.00017256 | 0.00011648 | 2.3632e-05 | 0.00019429 | 0 | 2.407e-05 | 0 | 0 | 0.00074911 | 2.3297e-05 | 0.00017256 | 0.00011648 | 4.7702e-05 | 0.0011092 | 12174.15
81252 | hvac_0008 | Energy Recovery for AHUs | TRUE | 0.47343 | Education | GA, Bibb County | 150001_200000 | Multizone CAV/VAV | gen2_t8_halogen | Georgia | 16.3151 | D: Buildings with Hydronically Heated Multizone Systems | 0.00036569 | 0.00044574 | 0 | 0 | 0 | 0.001628 | 0.00034474 | 0.00045282 | 4.7928e-05 | 0.00015426 | 0.001883 | 0 | 0.00010151 | 0 | 0 | 0.003511 | 0.00034474 | 0.00045282 | 4.7928e-05 | 0.00025577 | 0.0046122 | 82850.4012
34366 | hvac_0009 | Air Side Economizers for AHUs | TRUE | 1.3191 | Education | GA, Bibb County | 30001_40000 | Multizone CAV/VAV | gen2_t8_halogen | Georgia | 17.6935 | D: Buildings with Hydronically Heated Multizone Systems | 0.00023319 | 0.00027024 | 0 | 0 | 0 | 0.0007986 | 0.0001165 | 0.00053403 | 8.2881e-05 | 7.2491e-05 | 0.00092403 | 0.00013468 | 0.00012413 | 0 | 0 | 0.0017226 | 0.00025118 | 0.00053403 | 8.2881e-05 | 0.00019662 | 0.0027874 | 46169.1007
34367 | hvac_0009 | Air Side Economizers for AHUs | TRUE | 2.3971 | Education | GA, Bibb County | 40001_52000 | Multizone CAV/VAV | gen4_led | Georgia | 18.926 | D: Buildings with Hydronically Heated Multizone Systems | 0.00056688 | 0.00069155 | 0 | 0 | 0 | 0.0026001 | 0.00016158 | 0.0010457 | 0.00015138 | 0.00016279 | 0.0027024 | 0 | 0.0002967 | 0 | 0 | 0.0053026 | 0.00016158 | 0.0010457 | 0.00015138 | 0.00045949 | 0.0071208 | 110265.8822
34368 | hvac_0009 | Air Side Economizers for AHUs | TRUE | 0.81784 | Education | GA, Bibb County | 64001_70000 | Multizone CAV/VAV | gen2_t8_halogen | Georgia | 18.7296 | D: Buildings with Hydronically Heated Multizone Systems | 0.00027736 | 0.00037048 | 0 | 0 | 0 | 0.001797 | 0.00017484 | 0.00037351 | 5.506e-05 | 0.00020705 | 0.00073057 | 0.00016389 | 0 | 0 | 0 | 0.0025275 | 0.00033873 | 0.00037351 | 5.506e-05 | 0.00020705 | 0.0035019 | 54795.4663
34369 | hvac_0009 | Air Side Economizers for AHUs | TRUE | 2.2512 | Education | GA, Bibb County | 52001_64000 | Multizone CAV/VAV | gen2_t8_halogen | Georgia | 19.7177 | D: Buildings with Hydronically Heated Multizone Systems | 0.00077759 | 0.00095411 | 0 | 0 | 0 | 0.0049815 | 0.00043564 | 0.001279 | 0.00015132 | 0.00016571 | 0.001429 | 0 | 0.00034261 | 0 | 0 | 0.0064105 | 0.00043564 | 0.001279 | 0.00015132 | 0.00050832 | 0.0087847 | 130569.7258
34370 | hvac_0009 | Air Side Economizers for AHUs | TRUE | 0.29875 | Education | GA, Bibb County | 100001_150000 | Multizone CAV/VAV | gen4_led | Georgia | 18.5388 | D: Buildings with Hydronically Heated Multizone Systems | 0.00018567 | 0.00023305 | 0 | 0 | 0 | 0.0010547 | 5.8676e-05 | 0.00025696 | 1.9867e-05 | 4.6628e-05 | 0.00082911 | 0 | 9.6322e-05 | 0 | 0 | 0.0018838 | 5.8676e-05 | 0.00025696 | 1.9867e-05 | 0.00014295 | 0.0023622 | 37343.657
34371 | hvac_0009 | Air Side Economizers for AHUs | TRUE | 0.95433 | Education | GA, Bibb County | 70001_80000 | Multizone CAV/VAV | gen4_led | Georgia | 32.0078 | D: Buildings with Hydronically Heated Multizone Systems | 0.00064479 | 0.00073658 | 0 | 0 | 0 | 0.0031175 | 0.00014092 | 0.00067519 | 6.2439e-05 | 9.7011e-05 | 0.0035351 | 0 | 0.00018882 | 0 | 0 | 0.0066526 | 0.00014092 | 0.00067519 | 6.2439e-05 | 0.00028583 | 0.007817 | 71574.4554
34373 | hvac_0009 | Air Side Economizers for AHUs | TRUE | 0.55594 | Education | GA, Bibb County | 80001_100000 | Multizone CAV/VAV | gen2_t8_halogen | Georgia | 18.061 | D: Buildings with Hydronically Heated Multizone Systems | 0.00023183 | 0.00032438 | 0 | 0 | 0 | 0.0017897 | 6.7099e-05 | 0.00030268 | 3.6985e-05 | 6.4317e-05 | 0.00069783 | 0 | 0.00012488 | 0 | 0 | 0.0024875 | 6.7099e-05 | 0.00030268 | 3.6985e-05 | 0.00018919 | 0.0030835 | 50034.6238
42214 | hvac_0009 | Air Side Economizers for AHUs | FALSE | 1.762 | Education | GA, Bibb County | 12001_30000 | Zone-by-Zone | gen4_led | Georgia | 17.9714 | I: Non-Lodging Buildings with Zone-by-Zone Systems | 0.00021228 | 0.00025941 | 0 | 0 | 0 | 0.0012868 | 0.00010537 | 0.00041223 | 0.00011716 | 0.00013758 | 0.00020996 | 0 | 0 | 0 | 0 | 0.0014967 | 0.00010537 | 0.00041223 | 0.00011716 | 0.00013758 | 0.0022691 | 37002.9884
51971 | hvac_0009 | Air Side Economizers for AHUs | FALSE | 15.4235 | Education | GA, Bibb County | 3001_8000 | Zone-by-Zone | gen2_t8_halogen | Georgia | 37.7338 | I: Non-Lodging Buildings with Zone-by-Zone Systems | 0.0010526 | 0.0013016 | 0 | 0 | 0 | 0.0076668 | 0.00023171 | 0.0012112 | 0.0014989 | 0.00031372 | 0 | 0 | 0 | 0 | 0 | 0.0076668 | 0.00023171 | 0.0012112 | 0.0014989 | 0.00031372 | 0.010922 | 84829.2891
62361 | hvac_0009 | Air Side Economizers for AHUs | TRUE | 0.23845 | Education | GA, Bibb County | 200001_400000 | Multizone CAV/VAV | gen2_t8_halogen | Georgia | 33.4629 | D: Buildings with Hydronically Heated Multizone Systems | 0.00065927 | 0.00076535 | 0 | 0 | 0 | 0.0033249 | 0.00038756 | 0.0002873 | 2.453e-05 | 0.00017087 | 0.0038265 | 0.00014609 | 0 | 0 | 0 | 0.0071514 | 0.00053365 | 0.0002873 | 2.453e-05 | 0.00017087 | 0.0081677 | 71533.5948
68318 | hvac_0009 | Air Side Economizers for AHUs | FALSE | 1.2174 | Education | GA, Bibb County | 8001_12000 | Zone-by-Zone | gen2_t8_halogen | Georgia | 30.03 | I: Non-Lodging Buildings with Zone-by-Zone Systems | 0.0001061 | 0.00013021 | 0 | 0 | 0 | 0.00055914 | 2.3297e-05 | 0.00017256 | 0.00011647 | 2.3632e-05 | 0.00032825 | 0 | 2.407e-05 | 0 | 0 | 0.00088738 | 2.3297e-05 | 0.00017256 | 0.00011647 | 4.7702e-05 | 0.0012474 | 12174.15
81252 | hvac_0009 | Air Side Economizers for AHUs | TRUE | 0.47343 | Education | GA, Bibb County | 150001_200000 | Multizone CAV/VAV | gen2_t8_halogen | Georgia | 17.7441 | D: Buildings with Hydronically Heated Multizone Systems | 0.00038427 | 0.00046333 | 0 | 0 | 0 | 0.0014484 | 0.00034474 | 0.00045282 | 4.7915e-05 | 0.00015426 | 0.0024665 | 0 | 0.00010151 | 0 | 0 | 0.003915 | 0.00034474 | 0.00045282 | 4.7915e-05 | 0.00025577 | 0.0050162 | 82850.4012
34366 | hvac_0010 | VRF with DOAS, 25pct Heat Pump Upsizing Allowance | TRUE | 1.3191 | Education | GA, Bibb County | 30001_40000 | Multizone CAV/VAV | gen2_t8_halogen | Georgia | 11.9398 | D: Buildings with Hydronically Heated Multizone Systems | 0.00016944 | 0.00020782 | 0 | 0 | 0 | 0.00076037 | 0.0001165 | 0.00053403 | 8.5569e-05 | 7.2491e-05 | 5.3187e-05 | 0.00013468 | 0.00012413 | 0 | 0 | 0.00081356 | 0.00025118 | 0.00053403 | 8.5569e-05 | 0.00019662 | 0.0018809 | 46169.1007
34367 | hvac_0010 | VRF with DOAS, 25pct Heat Pump Upsizing Allowance | TRUE | 2.3971 | Education | GA, Bibb County | 40001_52000 | Multizone CAV/VAV | gen4_led | Georgia | 11.4681 | D: Buildings with Hydronically Heated Multizone Systems | 0.00039888 | 0.00049026 | 0 | 0 | 0 | 0.00233 | 0.00016158 | 0.0010457 | 0.00015765 | 0.00016281 | 0.00016015 | 0 | 0.00029681 | 0 | 0 | 0.0024902 | 0.00016158 | 0.0010457 | 0.00015765 | 0.00045963 | 0.0043148 | 110265.8822
34368 | hvac_0010 | VRF with DOAS, 25pct Heat Pump Upsizing Allowance | TRUE | 0.81784 | Education | GA, Bibb County | 64001_70000 | Multizone CAV/VAV | gen2_t8_halogen | Georgia | 12.9186 | D: Buildings with Hydronically Heated Multizone Systems | 0.00020971 | 0.00027824 | 0 | 0 | 0 | 0.0014211 | 0.00017484 | 0.00037351 | 5.5626e-05 | 0.00020705 | 1.9426e-05 | 0.00016389 | 0 | 0 | 0 | 0.0014405 | 0.00033873 | 0.00037351 | 5.5626e-05 | 0.00020705 | 0.0024154 | 54795.4663
34369 | hvac_0010 | VRF with DOAS, 25pct Heat Pump Upsizing Allowance | TRUE | 2.2512 | Education | GA, Bibb County | 52001_64000 | Multizone CAV/VAV | gen2_t8_halogen | Georgia | 12.7202 | D: Buildings with Hydronically Heated Multizone Systems | 0.0005634 | 0.00065201 | 0 | 0 | 0 | 0.0031882 | 0.00043564 | 0.001279 | 0.00015297 | 0.00016571 | 0.00010312 | 0 | 0.00034261 | 0 | 0 | 0.0032913 | 0.00043564 | 0.001279 | 0.00015297 | 0.00050832 | 0.0056671 | 130569.7258
34370 | hvac_0010 | VRF with DOAS, 25pct Heat Pump Upsizing Allowance | TRUE | 0.29875 | Education | GA, Bibb County | 100001_150000 | Multizone CAV/VAV | gen4_led | Georgia | 9.6904 | D: Buildings with Hydronically Heated Multizone Systems | 0.00011247 | 0.00014055 | 0 | 0 | 0 | 0.00072645 | 5.8676e-05 | 0.00025696 | 2.0082e-05 | 4.6628e-05 | 2.965e-05 | 0 | 9.6322e-05 | 0 | 0 | 0.0007561 | 5.8676e-05 | 0.00025696 | 2.0082e-05 | 0.00014295 | 0.0012348 | 37343.657
34371 | hvac_0010 | VRF with DOAS, 25pct Heat Pump Upsizing Allowance | TRUE | 0.95433 | Education | GA, Bibb County | 70001_80000 | Multizone CAV/VAV | gen4_led | Georgia | 13.8881 | D: Buildings with Hydronically Heated Multizone Systems | 0.00035056 | 0.00038876 | 0 | 0 | 0 | 0.0021206 | 0.00014092 | 0.00067519 | 6.3407e-05 | 9.7011e-05 | 0.00010586 | 0 | 0.00018882 | 0 | 0 | 0.0022264 | 0.00014092 | 0.00067519 | 6.3407e-05 | 0.00028583 | 0.0033918 | 71574.4554
34373 | hvac_0010 | VRF with DOAS, 25pct Heat Pump Upsizing Allowance | TRUE | 0.55594 | Education | GA, Bibb County | 80001_100000 | Multizone CAV/VAV | gen2_t8_halogen | Georgia | 9.7493 | D: Buildings with Hydronically Heated Multizone Systems | 0.00014064 | 0.00019059 | 0 | 0 | 0 | 0.0010448 | 6.7099e-05 | 0.00030268 | 3.737e-05 | 6.4317e-05 | 2.3311e-05 | 0 | 0.00012488 | 0 | 0 | 0.0010681 | 6.7099e-05 | 0.00030268 | 3.737e-05 | 0.00018919 | 0.0016645 | 50034.6238
42214 | hvac_0010 | VRF with DOAS, 25pct Heat Pump Upsizing Allowance | FALSE | 1.762 | Education | GA, Bibb County | 12001_30000 | Zone-by-Zone | gen4_led | Georgia | 17.9714 | I: Non-Lodging Buildings with Zone-by-Zone Systems | 0.00021228 | 0.00025941 | 0 | 0 | 0 | 0.0012868 | 0.00010537 | 0.00041223 | 0.00011716 | 0.00013758 | 0.00020996 | 0 | 0 | 0 | 0 | 0.0014967 | 0.00010537 | 0.00041223 | 0.00011716 | 0.00013758 | 0.0022691 | 37002.9884
51971 | hvac_0010 | VRF with DOAS, 25pct Heat Pump Upsizing Allowance | FALSE | 15.4235 | Education | GA, Bibb County | 3001_8000 | Zone-by-Zone | gen2_t8_halogen | Georgia | 37.7338 | I: Non-Lodging Buildings with Zone-by-Zone Systems | 0.0010526 | 0.0013016 | 0 | 0 | 0 | 0.0076668 | 0.00023171 | 0.0012112 | 0.0014989 | 0.00031372 | 0 | 0 | 0 | 0 | 0 | 0.0076668 | 0.00023171 | 0.0012112 | 0.0014989 | 0.00031372 | 0.010922 | 84829.2891
62361 | hvac_0010 | VRF with DOAS, 25pct Heat Pump Upsizing Allowance | FALSE | 0.23845 | Education | GA, Bibb County | 200001_400000 | Multizone CAV/VAV | gen2_t8_halogen | Georgia | 33.458 | D: Buildings with Hydronically Heated Multizone Systems | 0.00065921 | 0.00076528 | 0 | 0 | 0 | 0.003325 | 0.00038756 | 0.0002873 | 2.4533e-05 | 0.00017087 | 0.0038251 | 0.00014609 | 0 | 0 | 0 | 0.0071502 | 0.00053365 | 0.0002873 | 2.4533e-05 | 0.00017087 | 0.0081665 | 71533.5948
68318 | hvac_0010 | VRF with DOAS, 25pct Heat Pump Upsizing Allowance | FALSE | 1.2174 | Education | GA, Bibb County | 8001_12000 | Zone-by-Zone | gen2_t8_halogen | Georgia | 30.03 | I: Non-Lodging Buildings with Zone-by-Zone Systems | 0.0001061 | 0.00013021 | 0 | 0 | 0 | 0.00055914 | 2.3297e-05 | 0.00017256 | 0.00011647 | 2.3632e-05 | 0.00032825 | 0 | 2.407e-05 | 0 | 0 | 0.00088738 | 2.3297e-05 | 0.00017256 | 0.00011647 | 4.7702e-05 | 0.0012474 | 12174.15
81252 | hvac_0010 | VRF with DOAS, 25pct Heat Pump Upsizing Allowance | FALSE | 0.47343 | Education | GA, Bibb County | 150001_200000 | Multizone CAV/VAV | gen2_t8_halogen | Georgia | 17.7441 | D: Buildings with Hydronically Heated Multizone Systems | 0.00038426 | 0.00046332 | 0 | 0 | 0 | 0.0014484 | 0.00034474 | 0.00045282 | 4.7915e-05 | 0.00015426 | 0.0024665 | 0 | 0.00010151 | 0 | 0 | 0.003915 | 0.00034474 | 0.00045282 | 4.7915e-05 | 0.00025577 | 0.0050162 | 82850.4012
34366 | hvac_0012 | Unoccupied AHU Control | FALSE | 1.3191 | Education | GA, Bibb County | 30001_40000 | Multizone CAV/VAV | gen2_t8_halogen | Georgia | 17.7009 | D: Buildings with Hydronically Heated Multizone Systems | 0.00023326 | 0.00027038 | 0 | 0 | 0 | 0.00079978 | 0.0001165 | 0.00053403 | 8.2881e-05 | 7.2491e-05 | 0.00092403 | 0.00013468 | 0.00012413 | 0 | 0 | 0.0017238 | 0.00025118 | 0.00053403 | 8.2881e-05 | 0.00019662 | 0.0027885 | 46169.1007
34367 | hvac_0012 | Unoccupied AHU Control | FALSE | 2.3971 | Education | GA, Bibb County | 40001_52000 | Multizone CAV/VAV | gen4_led | Georgia | 18.9832 | D: Buildings with Hydronically Heated Multizone Systems | 0.00056829 | 0.00069411 | 0 | 0 | 0 | 0.0026216 | 0.00016158 | 0.0010457 | 0.00015138 | 0.00016279 | 0.0027024 | 0 | 0.00029672 | 0 | 0 | 0.005324 | 0.00016158 | 0.0010457 | 0.00015138 | 0.00045951 | 0.0071423 | 110265.8822
34368 | hvac_0012 | Unoccupied AHU Control | FALSE | 0.81784 | Education | GA, Bibb County | 64001_70000 | Multizone CAV/VAV | gen2_t8_halogen | Georgia | 18.7309 | D: Buildings with Hydronically Heated Multizone Systems | 0.00027738 | 0.00037051 | 0 | 0 | 0 | 0.0017972 | 0.00017484 | 0.00037351 | 5.506e-05 | 0.00020705 | 0.00073057 | 0.00016389 | 0 | 0 | 0 | 0.0025278 | 0.00033873 | 0.00037351 | 5.506e-05 | 0.00020705 | 0.0035021 | 54795.4663
34369 | hvac_0012 | Unoccupied AHU Control | FALSE | 2.2512 | Education | GA, Bibb County | 52001_64000 | Multizone CAV/VAV | gen2_t8_halogen | Georgia | 19.7251 | D: Buildings with Hydronically Heated Multizone Systems | 0.00077788 | 0.0009545 | 0 | 0 | 0 | 0.0049848 | 0.00043564 | 0.001279 | 0.00015132 | 0.00016571 | 0.001429 | 0 | 0.00034261 | 0 | 0 | 0.0064138 | 0.00043564 | 0.001279 | 0.00015132 | 0.00050832 | 0.008788 | 130569.7258
34370 | hvac_0012 | Unoccupied AHU Control | FALSE | 0.29875 | Education | GA, Bibb County | 100001_150000 | Multizone CAV/VAV | gen4_led | Georgia | 18.5924 | D: Buildings with Hydronically Heated Multizone Systems | 0.00018614 | 0.00023387 | 0 | 0 | 0 | 0.0010615 | 5.8676e-05 | 0.00025696 | 1.9867e-05 | 4.6628e-05 | 0.00082911 | 0 | 9.6322e-05 | 0 | 0 | 0.0018906 | 5.8676e-05 | 0.00025696 | 1.9867e-05 | 0.00014295 | 0.0023691 | 37343.657
34371 | hvac_0012 | Unoccupied AHU Control | FALSE | 0.95433 | Education | GA, Bibb County | 70001_80000 | Multizone CAV/VAV | gen4_led | Georgia | 31.8398 | D: Buildings with Hydronically Heated Multizone Systems | 0.00064228 | 0.00073443 | 0 | 0 | 0 | 0.0031289 | 0.00014092 | 0.00067519 | 6.2439e-05 | 9.7011e-05 | 0.0034827 | 0 | 0.00018882 | 0 | 0 | 0.0066116 | 0.00014092 | 0.00067519 | 6.2439e-05 | 0.00028583 | 0.007776 | 71574.4554
34373 | hvac_0012 | Unoccupied AHU Control | FALSE | 0.55594 | Education | GA, Bibb County | 80001_100000 | Multizone CAV/VAV | gen2_t8_halogen | Georgia | 18.0682 | D: Buildings with Hydronically Heated Multizone Systems | 0.00023192 | 0.00032453 | 0 | 0 | 0 | 0.0017909 | 6.7099e-05 | 0.00030268 | 3.6985e-05 | 6.4317e-05 | 0.00069783 | 0 | 0.00012488 | 0 | 0 | 0.0024888 | 6.7099e-05 | 0.00030268 | 3.6985e-05 | 0.00018919 | 0.0030847 | 50034.6238
42214 | hvac_0012 | Unoccupied AHU Control | FALSE | 1.762 | Education | GA, Bibb County | 12001_30000 | Zone-by-Zone | gen4_led | Georgia | 17.9714 | I: Non-Lodging Buildings with Zone-by-Zone Systems | 0.00021228 | 0.00025941 | 0 | 0 | 0 | 0.0012868 | 0.00010537 | 0.00041223 | 0.00011716 | 0.00013758 | 0.00020996 | 0 | 0 | 0 | 0 | 0.0014967 | 0.00010537 | 0.00041223 | 0.00011716 | 0.00013758 | 0.0022691 | 37002.9884
51971 | hvac_0012 | Unoccupied AHU Control | FALSE | 15.4235 | Education | GA, Bibb County | 3001_8000 | Zone-by-Zone | gen2_t8_halogen | Georgia | 37.7338 | I: Non-Lodging Buildings with Zone-by-Zone Systems | 0.0010526 | 0.0013016 | 0 | 0 | 0 | 0.0076668 | 0.00023171 | 0.0012112 | 0.0014989 | 0.00031372 | 0 | 0 | 0 | 0 | 0 | 0.0076668 | 0.00023171 | 0.0012112 | 0.0014989 | 0.00031372 | 0.010922 | 84829.2891
62361 | hvac_0012 | Unoccupied AHU Control | FALSE | 0.23845 | Education | GA, Bibb County | 200001_400000 | Multizone CAV/VAV | gen2_t8_halogen | Georgia | 33.458 | D: Buildings with Hydronically Heated Multizone Systems | 0.00065921 | 0.00076528 | 0 | 0 | 0 | 0.003325 | 0.00038756 | 0.0002873 | 2.4533e-05 | 0.00017087 | 0.0038251 | 0.00014609 | 0 | 0 | 0 | 0.0071502 | 0.00053365 | 0.0002873 | 2.4533e-05 | 0.00017087 | 0.0081665 | 71533.5948
68318 | hvac_0012 | Unoccupied AHU Control | FALSE | 1.2174 | Education | GA, Bibb County | 8001_12000 | Zone-by-Zone | gen2_t8_halogen | Georgia | 30.03 | I: Non-Lodging Buildings with Zone-by-Zone Systems | 0.0001061 | 0.00013021 | 0 | 0 | 0 | 0.00055914 | 2.3297e-05 | 0.00017256 | 0.00011647 | 2.3632e-05 | 0.00032825 | 0 | 2.407e-05 | 0 | 0 | 0.00088738 | 2.3297e-05 | 0.00017256 | 0.00011647 | 4.7702e-05 | 0.0012474 | 12174.15
81252 | hvac_0012 | Unoccupied AHU Control | FALSE | 0.47343 | Education | GA, Bibb County | 150001_200000 | Multizone CAV/VAV | gen2_t8_halogen | Georgia | 17.7441 | D: Buildings with Hydronically Heated Multizone Systems | 0.00038426 | 0.00046332 | 0 | 0 | 0 | 0.0014484 | 0.00034474 | 0.00045282 | 4.7915e-05 | 0.00015426 | 0.0024665 | 0 | 0.00010151 | 0 | 0 | 0.003915 | 0.00034474 | 0.00045282 | 4.7915e-05 | 0.00025577 | 0.0050162 | 82850.4012
34366 | hvac_0013 | Variable Speed HP RTU, Electric Backup, Energy Recovery | FALSE | 1.3191 | Education | GA, Bibb County | 30001_40000 | Multizone CAV/VAV | gen2_t8_halogen | Georgia | 17.7009 | D: Buildings with Hydronically Heated Multizone Systems | 0.00023326 | 0.00027038 | 0 | 0 | 0 | 0.00079978 | 0.0001165 | 0.00053403 | 8.2881e-05 | 7.2491e-05 | 0.00092403 | 0.00013468 | 0.00012413 | 0 | 0 | 0.0017238 | 0.00025118 | 0.00053403 | 8.2881e-05 | 0.00019662 | 0.0027885 | 46169.1007
34367 | hvac_0013 | Variable Speed HP RTU, Electric Backup, Energy Recovery | FALSE | 2.3971 | Education | GA, Bibb County | 40001_52000 | Multizone CAV/VAV | gen4_led | Georgia | 18.9832 | D: Buildings with Hydronically Heated Multizone Systems | 0.00056829 | 0.00069411 | 0 | 0 | 0 | 0.0026216 | 0.00016158 | 0.0010457 | 0.00015138 | 0.00016279 | 0.0027024 | 0 | 0.00029672 | 0 | 0 | 0.005324 | 0.00016158 | 0.0010457 | 0.00015138 | 0.00045951 | 0.0071423 | 110265.8822
34368 | hvac_0013 | Variable Speed HP RTU, Electric Backup, Energy Recovery | FALSE | 0.81784 | Education | GA, Bibb County | 64001_70000 | Multizone CAV/VAV | gen2_t8_halogen | Georgia | 18.7309 | D: Buildings with Hydronically Heated Multizone Systems | 0.00027738 | 0.00037051 | 0 | 0 | 0 | 0.0017972 | 0.00017484 | 0.00037351 | 5.506e-05 | 0.00020705 | 0.00073057 | 0.00016389 | 0 | 0 | 0 | 0.0025278 | 0.00033873 | 0.00037351 | 5.506e-05 | 0.00020705 | 0.0035021 | 54795.4663
34369 | hvac_0013 | Variable Speed HP RTU, Electric Backup, Energy Recovery | FALSE | 2.2512 | Education | GA, Bibb County | 52001_64000 | Multizone CAV/VAV | gen2_t8_halogen | Georgia | 19.7251 | D: Buildings with Hydronically Heated Multizone Systems | 0.00077788 | 0.0009545 | 0 | 0 | 0 | 0.0049848 | 0.00043564 | 0.001279 | 0.00015132 | 0.00016571 | 0.001429 | 0 | 0.00034261 | 0 | 0 | 0.0064138 | 0.00043564 | 0.001279 | 0.00015132 | 0.00050832 | 0.008788 | 130569.7258
34370 | hvac_0013 | Variable Speed HP RTU, Electric Backup, Energy Recovery | FALSE | 0.29875 | Education | GA, Bibb County | 100001_150000 | Multizone CAV/VAV | gen4_led | Georgia | 18.5924 | D: Buildings with Hydronically Heated Multizone Systems | 0.00018614 | 0.00023387 | 0 | 0 | 0 | 0.0010615 | 5.8676e-05 | 0.00025696 | 1.9867e-05 | 4.6628e-05 | 0.00082911 | 0 | 9.6322e-05 | 0 | 0 | 0.0018906 | 5.8676e-05 | 0.00025696 | 1.9867e-05 | 0.00014295 | 0.0023691 | 37343.657
34371 | hvac_0013 | Variable Speed HP RTU, Electric Backup, Energy Recovery | FALSE | 0.95433 | Education | GA, Bibb County | 70001_80000 | Multizone CAV/VAV | gen4_led | Georgia | 31.8398 | D: Buildings with Hydronically Heated Multizone Systems | 0.00064228 | 0.00073443 | 0 | 0 | 0 | 0.0031289 | 0.00014092 | 0.00067519 | 6.2439e-05 | 9.7011e-05 | 0.0034827 | 0 | 0.00018882 | 0 | 0 | 0.0066116 | 0.00014092 | 0.00067519 | 6.2439e-05 | 0.00028583 | 0.007776 | 71574.4554
34373 | hvac_0013 | Variable Speed HP RTU, Electric Backup, Energy Recovery | FALSE | 0.55594 | Education | GA, Bibb County | 80001_100000 | Multizone CAV/VAV | gen2_t8_halogen | Georgia | 18.0682 | D: Buildings with Hydronically Heated Multizone Systems | 0.00023192 | 0.00032453 | 0 | 0 | 0 | 0.0017909 | 6.7099e-05 | 0.00030268 | 3.6985e-05 | 6.4317e-05 | 0.00069783 | 0 | 0.00012488 | 0 | 0 | 0.0024888 | 6.7099e-05 | 0.00030268 | 3.6985e-05 | 0.00018919 | 0.0030847 | 50034.6238
42214 | hvac_0013 | Variable Speed HP RTU, Electric Backup, Energy Recovery | FALSE | 1.762 | Education | GA, Bibb County | 12001_30000 | Zone-by-Zone | gen4_led | Georgia | 17.9714 | I: Non-Lodging Buildings with Zone-by-Zone Systems | 0.00021228 | 0.00025941 | 0 | 0 | 0 | 0.0012868 | 0.00010537 | 0.00041223 | 0.00011716 | 0.00013758 | 0.00020996 | 0 | 0 | 0 | 0 | 0.0014967 | 0.00010537 | 0.00041223 | 0.00011716 | 0.00013758 | 0.0022691 | 37002.9884
51971 | hvac_0013 | Variable Speed HP RTU, Electric Backup, Energy Recovery | FALSE | 15.4235 | Education | GA, Bibb County | 3001_8000 | Zone-by-Zone | gen2_t8_halogen | Georgia | 37.7338 | I: Non-Lodging Buildings with Zone-by-Zone Systems | 0.0010526 | 0.0013016 | 0 | 0 | 0 | 0.0076668 | 0.00023171 | 0.0012112 | 0.0014989 | 0.00031372 | 0 | 0 | 0 | 0 | 0 | 0.0076668 | 0.00023171 | 0.0012112 | 0.0014989 | 0.00031372 | 0.010922 | 84829.2891
62361 | hvac_0013 | Variable Speed HP RTU, Electric Backup, Energy Recovery | FALSE | 0.23845 | Education | GA, Bibb County | 200001_400000 | Multizone CAV/VAV | gen2_t8_halogen | Georgia | 33.458 | D: Buildings with Hydronically Heated Multizone Systems | 0.00065921 | 0.00076528 | 0 | 0 | 0 | 0.003325 | 0.00038756 | 0.0002873 | 2.4533e-05 | 0.00017087 | 0.0038251 | 0.00014609 | 0 | 0 | 0 | 0.0071502 | 0.00053365 | 0.0002873 | 2.4533e-05 | 0.00017087 | 0.0081665 | 71533.5948
68318 | hvac_0013 | Variable Speed HP RTU, Electric Backup, Energy Recovery | FALSE | 1.2174 | Education | GA, Bibb County | 8001_12000 | Zone-by-Zone | gen2_t8_halogen | Georgia | 30.03 | I: Non-Lodging Buildings with Zone-by-Zone Systems | 0.0001061 | 0.00013021 | 0 | 0 | 0 | 0.00055914 | 2.3297e-05 | 0.00017256 | 0.00011647 | 2.3632e-05 | 0.00032825 | 0 | 2.407e-05 | 0 | 0 | 0.00088738 | 2.3297e-05 | 0.00017256 | 0.00011647 | 4.7702e-05 | 0.0012474 | 12174.15
81252 | hvac_0013 | Variable Speed HP RTU, Electric Backup, Energy Recovery | FALSE | 0.47343 | Education | GA, Bibb County | 150001_200000 | Multizone CAV/VAV | gen2_t8_halogen | Georgia | 17.7441 | D: Buildings with Hydronically Heated Multizone Systems | 0.00038426 | 0.00046332 | 0 | 0 | 0 | 0.0014484 | 0.00034474 | 0.00045282 | 4.7915e-05 | 0.00015426 | 0.0024665 | 0 | 0.00010151 | 0 | 0 | 0.003915 | 0.00034474 | 0.00045282 | 4.7915e-05 | 0.00025577 | 0.0050162 | 82850.4012
34366 | hvac_0014 | Advanced RTU Controls | FALSE | 1.3191 | Education | GA, Bibb County | 30001_40000 | Multizone CAV/VAV | gen2_t8_halogen | Georgia | 17.7009 | D: Buildings with Hydronically Heated Multizone Systems | 0.00023326 | 0.00027038 | 0 | 0 | 0 | 0.00079978 | 0.0001165 | 0.00053403 | 8.2881e-05 | 7.2491e-05 | 0.00092403 | 0.00013468 | 0.00012413 | 0 | 0 | 0.0017238 | 0.00025118 | 0.00053403 | 8.2881e-05 | 0.00019662 | 0.0027885 | 46169.1007
34367 | hvac_0014 | Advanced RTU Controls | FALSE | 2.3971 | Education | GA, Bibb County | 40001_52000 | Multizone CAV/VAV | gen4_led | Georgia | 18.9832 | D: Buildings with Hydronically Heated Multizone Systems | 0.00056829 | 0.00069411 | 0 | 0 | 0 | 0.0026216 | 0.00016158 | 0.0010457 | 0.00015138 | 0.00016279 | 0.0027024 | 0 | 0.00029672 | 0 | 0 | 0.005324 | 0.00016158 | 0.0010457 | 0.00015138 | 0.00045951 | 0.0071423 | 110265.8822
34368 | hvac_0014 | Advanced RTU Controls | FALSE | 0.81784 | Education | GA, Bibb County | 64001_70000 | Multizone CAV/VAV | gen2_t8_halogen | Georgia | 18.7309 | D: Buildings with Hydronically Heated Multizone Systems | 0.00027738 | 0.00037051 | 0 | 0 | 0 | 0.0017972 | 0.00017484 | 0.00037351 | 5.506e-05 | 0.00020705 | 0.00073057 | 0.00016389 | 0 | 0 | 0 | 0.0025278 | 0.00033873 | 0.00037351 | 5.506e-05 | 0.00020705 | 0.0035021 | 54795.4663
34369 | hvac_0014 | Advanced RTU Controls | FALSE | 2.2512 | Education | GA, Bibb County | 52001_64000 | Multizone CAV/VAV | gen2_t8_halogen | Georgia | 19.7251 | D: Buildings with Hydronically Heated Multizone Systems | 0.00077788 | 0.0009545 | 0 | 0 | 0 | 0.0049848 | 0.00043564 | 0.001279 | 0.00015132 | 0.00016571 | 0.001429 | 0 | 0.00034261 | 0 | 0 | 0.0064138 | 0.00043564 | 0.001279 | 0.00015132 | 0.00050832 | 0.008788 | 130569.7258
34370 | hvac_0014 | Advanced RTU Controls | FALSE | 0.29875 | Education | GA, Bibb County | 100001_150000 | Multizone CAV/VAV | gen4_led | Georgia | 18.5924 | D: Buildings with Hydronically Heated Multizone Systems | 0.00018614 | 0.00023387 | 0 | 0 | 0 | 0.0010615 | 5.8676e-05 | 0.00025696 | 1.9867e-05 | 4.6628e-05 | 0.00082911 | 0 | 9.6322e-05 | 0 | 0 | 0.0018906 | 5.8676e-05 | 0.00025696 | 1.9867e-05 | 0.00014295 | 0.0023691 | 37343.657
34371 | hvac_0014 | Advanced RTU Controls | FALSE | 0.95433 | Education | GA, Bibb County | 70001_80000 | Multizone CAV/VAV | gen4_led | Georgia | 31.8398 | D: Buildings with Hydronically Heated Multizone Systems | 0.00064228 | 0.00073443 | 0 | 0 | 0 | 0.0031289 | 0.00014092 | 0.00067519 | 6.2439e-05 | 9.7011e-05 | 0.0034827 | 0 | 0.00018882 | 0 | 0 | 0.0066116 | 0.00014092 | 0.00067519 | 6.2439e-05 | 0.00028583 | 0.007776 | 71574.4554
34373 | hvac_0014 | Advanced RTU Controls | FALSE | 0.55594 | Education | GA, Bibb County | 80001_100000 | Multizone CAV/VAV | gen2_t8_halogen | Georgia | 18.0682 | D: Buildings with Hydronically Heated Multizone Systems | 0.00023192 | 0.00032453 | 0 | 0 | 0 | 0.0017909 | 6.7099e-05 | 0.00030268 | 3.6985e-05 | 6.4317e-05 | 0.00069783 | 0 | 0.00012488 | 0 | 0 | 0.0024888 | 6.7099e-05 | 0.00030268 | 3.6985e-05 | 0.00018919 | 0.0030847 | 50034.6238
42214 | hvac_0014 | Advanced RTU Controls | FALSE | 1.762 | Education | GA, Bibb County | 12001_30000 | Zone-by-Zone | gen4_led | Georgia | 17.9714 | I: Non-Lodging Buildings with Zone-by-Zone Systems | 0.00021228 | 0.00025941 | 0 | 0 | 0 | 0.0012868 | 0.00010537 | 0.00041223 | 0.00011716 | 0.00013758 | 0.00020996 | 0 | 0 | 0 | 0 | 0.0014967 | 0.00010537 | 0.00041223 | 0.00011716 | 0.00013758 | 0.0022691 | 37002.9884
51971 | hvac_0014 | Advanced RTU Controls | FALSE | 15.4235 | Education | GA, Bibb County | 3001_8000 | Zone-by-Zone | gen2_t8_halogen | Georgia | 37.7338 | I: Non-Lodging Buildings with Zone-by-Zone Systems | 0.0010526 | 0.0013016 | 0 | 0 | 0 | 0.0076668 | 0.00023171 | 0.0012112 | 0.0014989 | 0.00031372 | 0 | 0 | 0 | 0 | 0 | 0.0076668 | 0.00023171 | 0.0012112 | 0.0014989 | 0.00031372 | 0.010922 | 84829.2891
62361 | hvac_0014 | Advanced RTU Controls | FALSE | 0.23845 | Education | GA, Bibb County | 200001_400000 | Multizone CAV/VAV | gen2_t8_halogen | Georgia | 33.458 | D: Buildings with Hydronically Heated Multizone Systems | 0.00065921 | 0.00076528 | 0 | 0 | 0 | 0.003325 | 0.00038756 | 0.0002873 | 2.4533e-05 | 0.00017087 | 0.0038251 | 0.00014609 | 0 | 0 | 0 | 0.0071502 | 0.00053365 | 0.0002873 | 2.4533e-05 | 0.00017087 | 0.0081665 | 71533.5948
68318 | hvac_0014 | Advanced RTU Controls | FALSE | 1.2174 | Education | GA, Bibb County | 8001_12000 | Zone-by-Zone | gen2_t8_halogen | Georgia | 30.03 | I: Non-Lodging Buildings with Zone-by-Zone Systems | 0.0001061 | 0.00013021 | 0 | 0 | 0 | 0.00055914 | 2.3297e-05 | 0.00017256 | 0.00011647 | 2.3632e-05 | 0.00032825 | 0 | 2.407e-05 | 0 | 0 | 0.00088738 | 2.3297e-05 | 0.00017256 | 0.00011647 | 4.7702e-05 | 0.0012474 | 12174.15
81252 | hvac_0014 | Advanced RTU Controls | FALSE | 0.47343 | Education | GA, Bibb County | 150001_200000 | Multizone CAV/VAV | gen2_t8_halogen | Georgia | 17.7441 | D: Buildings with Hydronically Heated Multizone Systems | 0.00038426 | 0.00046332 | 0 | 0 | 0 | 0.0014484 | 0.00034474 | 0.00045282 | 4.7915e-05 | 0.00015426 | 0.0024665 | 0 | 0.00010151 | 0 | 0 | 0.003915 | 0.00034474 | 0.00045282 | 4.7915e-05 | 0.00025577 | 0.0050162 | 82850.4012
34366 | hvac_0015 | Hydronic Water-to-Water Geothermal Heat Pump | TRUE | 1.3191 | Education | GA, Bibb County | 30001_40000 | Multizone CAV/VAV | gen2_t8_halogen | Georgia | 13.6797 | D: Buildings with Hydronically Heated Multizone Systems | 0.00020711 | 0.00024326 | 0 | 0 | 0 | 0.001093 | 0.0001165 | 0.00053403 | 8.0256e-05 | 7.2479e-05 | 0 | 0.00013468 | 0.00012412 | 0 | 0 | 0.001093 | 0.00025118 | 0.00053403 | 8.0256e-05 | 0.00019659 | 0.002155 | 46169.1007
34367 | hvac_0015 | Hydronic Water-to-Water Geothermal Heat Pump | TRUE | 2.3971 | Education | GA, Bibb County | 40001_52000 | Multizone CAV/VAV | gen4_led | Georgia | 10.6482 | D: Buildings with Hydronically Heated Multizone Systems | 0.00037848 | 0.00046189 | 0 | 0 | 0 | 0.0021919 | 0.00016158 | 0.0010457 | 0.00014754 | 0.00016279 | 0 | 0 | 0.00029679 | 0 | 0 | 0.0021919 | 0.00016158 | 0.0010457 | 0.00014754 | 0.00045958 | 0.0040063 | 110265.8822
34368 | hvac_0015 | Hydronic Water-to-Water Geothermal Heat Pump | TRUE | 0.81784 | Education | GA, Bibb County | 64001_70000 | Multizone CAV/VAV | gen2_t8_halogen | Georgia | 12.1597 | D: Buildings with Hydronically Heated Multizone Systems | 0.00020021 | 0.00026235 | 0 | 0 | 0 | 0.0012991 | 0.00017484 | 0.00037351 | 5.5091e-05 | 0.00020705 | 0 | 0.00016389 | 0 | 0 | 0 | 0.0012991 | 0.00033873 | 0.00037351 | 5.5091e-05 | 0.00020705 | 0.0022735 | 54795.4663
34369 | hvac_0015 | Hydronic Water-to-Water Geothermal Heat Pump | TRUE | 2.2512 | Education | GA, Bibb County | 52001_64000 | Multizone CAV/VAV | gen2_t8_halogen | Georgia | 12.6391 | D: Buildings with Hydronically Heated Multizone Systems | 0.00054522 | 0.0006531 | 0 | 0 | 0 | 0.0032567 | 0.00043564 | 0.001279 | 0.00015134 | 0.00016568 | 0 | 0 | 0.00034261 | 0 | 0 | 0.0032567 | 0.00043564 | 0.001279 | 0.00015134 | 0.0005083 | 0.005631 | 130569.7258
34370 | hvac_0015 | Hydronic Water-to-Water Geothermal Heat Pump | TRUE | 0.29875 | Education | GA, Bibb County | 100001_150000 | Multizone CAV/VAV | gen4_led | Georgia | 10.7495 | D: Buildings with Hydronically Heated Multizone Systems | 0.00012823 | 0.00015819 | 0 | 0 | 0 | 0.00089128 | 5.8676e-05 | 0.00025696 | 1.9867e-05 | 4.6628e-05 | 0 | 0 | 9.6322e-05 | 0 | 0 | 0.00089128 | 5.8676e-05 | 0.00025696 | 1.9867e-05 | 0.00014295 | 0.0013697 | 37343.657
34371 | hvac_0015 | Hydronic Water-to-Water Geothermal Heat Pump | TRUE | 0.95433 | Education | GA, Bibb County | 70001_80000 | Multizone CAV/VAV | gen4_led | Georgia | 15.6203 | D: Buildings with Hydronically Heated Multizone Systems | 0.00039207 | 0.00044472 | 0 | 0 | 0 | 0.0026511 | 0.00014092 | 0.00067519 | 6.1752e-05 | 9.7011e-05 | 0 | 0 | 0.00018882 | 0 | 0 | 0.0026511 | 0.00014092 | 0.00067519 | 6.1752e-05 | 0.00028583 | 0.0038148 | 71574.4554
34373 | hvac_0015 | Hydronic Water-to-Water Geothermal Heat Pump | TRUE | 0.55594 | Education | GA, Bibb County | 80001_100000 | Multizone CAV/VAV | gen2_t8_halogen | Georgia | 11.0028 | D: Buildings with Hydronically Heated Multizone Systems | 0.00016018 | 0.00021731 | 0 | 0 | 0 | 0.0012825 | 6.7099e-05 | 0.00030268 | 3.7012e-05 | 6.4317e-05 | 0 | 0 | 0.00012488 | 0 | 0 | 0.0012825 | 6.7099e-05 | 0.00030268 | 3.7012e-05 | 0.00018919 | 0.0018785 | 50034.6238
42214 | hvac_0015 | Hydronic Water-to-Water Geothermal Heat Pump | FALSE | 1.762 | Education | GA, Bibb County | 12001_30000 | Zone-by-Zone | gen4_led | Georgia | 17.9714 | I: Non-Lodging Buildings with Zone-by-Zone Systems | 0.00021228 | 0.00025941 | 0 | 0 | 0 | 0.0012868 | 0.00010537 | 0.00041223 | 0.00011716 | 0.00013758 | 0.00020996 | 0 | 0 | 0 | 0 | 0.0014967 | 0.00010537 | 0.00041223 | 0.00011716 | 0.00013758 | 0.0022691 | 37002.9884
51971 | hvac_0015 | Hydronic Water-to-Water Geothermal Heat Pump | FALSE | 15.4235 | Education | GA, Bibb County | 3001_8000 | Zone-by-Zone | gen2_t8_halogen | Georgia | 37.7338 | I: Non-Lodging Buildings with Zone-by-Zone Systems | 0.0010526 | 0.0013016 | 0 | 0 | 0 | 0.0076668 | 0.00023171 | 0.0012112 | 0.0014989 | 0.00031372 | 0 | 0 | 0 | 0 | 0 | 0.0076668 | 0.00023171 | 0.0012112 | 0.0014989 | 0.00031372 | 0.010922 | 84829.2891
62361 | hvac_0015 | Hydronic Water-to-Water Geothermal Heat Pump | TRUE | 0.23845 | Education | GA, Bibb County | 200001_400000 | Multizone CAV/VAV | gen2_t8_halogen | Georgia | 10.7627 | D: Buildings with Hydronically Heated Multizone Systems | 0.00026523 | 0.00030541 | 0 | 0 | 0 | 0.0016099 | 0.00038756 | 0.0002873 | 2.5224e-05 | 0.00017086 | 0 | 0.00014609 | 0 | 0 | 0 | 0.0016099 | 0.00053365 | 0.0002873 | 2.5224e-05 | 0.00017086 | 0.002627 | 71533.5948
68318 | hvac_0015 | Hydronic Water-to-Water Geothermal Heat Pump | TRUE | 1.2174 | Education | GA, Bibb County | 8001_12000 | Zone-by-Zone | gen2_t8_halogen | Georgia | 24.5392 | I: Non-Lodging Buildings with Zone-by-Zone Systems | 9.663e-05 | 0.00012021 | 0 | 0 | 0 | 0.00065931 | 2.3297e-05 | 0.00017256 | 0.00011647 | 2.3632e-05 | 0 | 0 | 2.407e-05 | 0 | 0 | 0.00065931 | 2.3297e-05 | 0.00017256 | 0.00011647 | 4.7702e-05 | 0.0010194 | 12174.15
81252 | hvac_0015 | Hydronic Water-to-Water Geothermal Heat Pump | TRUE | 0.47343 | Education | GA, Bibb County | 150001_200000 | Multizone CAV/VAV | gen2_t8_halogen | Georgia | 11.4223 | D: Buildings with Hydronically Heated Multizone Systems | 0.00030535 | 0.00037949 | 0 | 0 | 0 | 0.0021278 | 0.00034474 | 0.00045282 | 4.7884e-05 | 0.00015426 | 0 | 0 | 0.00010151 | 0 | 0 | 0.0021278 | 0.00034474 | 0.00045282 | 4.7884e-05 | 0.00025577 | 0.0032291 | 82850.4012
34366 | hvac_0016 | Packaged Water-to-Air Geothermal Heat Pump | FALSE | 1.3191 | Education | GA, Bibb County | 30001_40000 | Multizone CAV/VAV | gen2_t8_halogen | Georgia | 17.7009 | D: Buildings with Hydronically Heated Multizone Systems | 0.00023326 | 0.00027038 | 0 | 0 | 0 | 0.00079978 | 0.0001165 | 0.00053403 | 8.2881e-05 | 7.2491e-05 | 0.00092403 | 0.00013468 | 0.00012413 | 0 | 0 | 0.0017238 | 0.00025118 | 0.00053403 | 8.2881e-05 | 0.00019662 | 0.0027885 | 46169.1007
34367 | hvac_0016 | Packaged Water-to-Air Geothermal Heat Pump | FALSE | 2.3971 | Education | GA, Bibb County | 40001_52000 | Multizone CAV/VAV | gen4_led | Georgia | 18.9832 | D: Buildings with Hydronically Heated Multizone Systems | 0.00056829 | 0.00069411 | 0 | 0 | 0 | 0.0026216 | 0.00016158 | 0.0010457 | 0.00015138 | 0.00016279 | 0.0027024 | 0 | 0.00029672 | 0 | 0 | 0.005324 | 0.00016158 | 0.0010457 | 0.00015138 | 0.00045951 | 0.0071423 | 110265.8822
34368 | hvac_0016 | Packaged Water-to-Air Geothermal Heat Pump | FALSE | 0.81784 | Education | GA, Bibb County | 64001_70000 | Multizone CAV/VAV | gen2_t8_halogen | Georgia | 18.7309 | D: Buildings with Hydronically Heated Multizone Systems | 0.00027738 | 0.00037051 | 0 | 0 | 0 | 0.0017972 | 0.00017484 | 0.00037351 | 5.506e-05 | 0.00020705 | 0.00073057 | 0.00016389 | 0 | 0 | 0 | 0.0025278 | 0.00033873 | 0.00037351 | 5.506e-05 | 0.00020705 | 0.0035021 | 54795.4663
34369 | hvac_0016 | Packaged Water-to-Air Geothermal Heat Pump | FALSE | 2.2512 | Education | GA, Bibb County | 52001_64000 | Multizone CAV/VAV | gen2_t8_halogen | Georgia | 19.7251 | D: Buildings with Hydronically Heated Multizone Systems | 0.00077788 | 0.0009545 | 0 | 0 | 0 | 0.0049848 | 0.00043564 | 0.001279 | 0.00015132 | 0.00016571 | 0.001429 | 0 | 0.00034261 | 0 | 0 | 0.0064138 | 0.00043564 | 0.001279 | 0.00015132 | 0.00050832 | 0.008788 | 130569.7258
34370 | hvac_0016 | Packaged Water-to-Air Geothermal Heat Pump | FALSE | 0.29875 | Education | GA, Bibb County | 100001_150000 | Multizone CAV/VAV | gen4_led | Georgia | 18.5924 | D: Buildings with Hydronically Heated Multizone Systems | 0.00018614 | 0.00023387 | 0 | 0 | 0 | 0.0010615 | 5.8676e-05 | 0.00025696 | 1.9867e-05 | 4.6628e-05 | 0.00082911 | 0 | 9.6322e-05 | 0 | 0 | 0.0018906 | 5.8676e-05 | 0.00025696 | 1.9867e-05 | 0.00014295 | 0.0023691 | 37343.657
34371 | hvac_0016 | Packaged Water-to-Air Geothermal Heat Pump | FALSE | 0.95433 | Education | GA, Bibb County | 70001_80000 | Multizone CAV/VAV | gen4_led | Georgia | 31.8398 | D: Buildings with Hydronically Heated Multizone Systems | 0.00064228 | 0.00073443 | 0 | 0 | 0 | 0.0031289 | 0.00014092 | 0.00067519 | 6.2439e-05 | 9.7011e-05 | 0.0034827 | 0 | 0.00018882 | 0 | 0 | 0.0066116 | 0.00014092 | 0.00067519 | 6.2439e-05 | 0.00028583 | 0.007776 | 71574.4554
34373 | hvac_0016 | Packaged Water-to-Air Geothermal Heat Pump | FALSE | 0.55594 | Education | GA, Bibb County | 80001_100000 | Multizone CAV/VAV | gen2_t8_halogen | Georgia | 18.0682 | D: Buildings with Hydronically Heated Multizone Systems | 0.00023192 | 0.00032453 | 0 | 0 | 0 | 0.0017909 | 6.7099e-05 | 0.00030268 | 3.6985e-05 | 6.4317e-05 | 0.00069783 | 0 | 0.00012488 | 0 | 0 | 0.0024888 | 6.7099e-05 | 0.00030268 | 3.6985e-05 | 0.00018919 | 0.0030847 | 50034.6238
42214 | hvac_0016 | Packaged Water-to-Air Geothermal Heat Pump | FALSE | 1.762 | Education | GA, Bibb County | 12001_30000 | Zone-by-Zone | gen4_led | Georgia | 17.9714 | I: Non-Lodging Buildings with Zone-by-Zone Systems | 0.00021228 | 0.00025941 | 0 | 0 | 0 | 0.0012868 | 0.00010537 | 0.00041223 | 0.00011716 | 0.00013758 | 0.00020996 | 0 | 0 | 0 | 0 | 0.0014967 | 0.00010537 | 0.00041223 | 0.00011716 | 0.00013758 | 0.0022691 | 37002.9884
51971 | hvac_0016 | Packaged Water-to-Air Geothermal Heat Pump | FALSE | 15.4235 | Education | GA, Bibb County | 3001_8000 | Zone-by-Zone | gen2_t8_halogen | Georgia | 37.7338 | I: Non-Lodging Buildings with Zone-by-Zone Systems | 0.0010526 | 0.0013016 | 0 | 0 | 0 | 0.0076668 | 0.00023171 | 0.0012112 | 0.0014989 | 0.00031372 | 0 | 0 | 0 | 0 | 0 | 0.0076668 | 0.00023171 | 0.0012112 | 0.0014989 | 0.00031372 | 0.010922 | 84829.2891
62361 | hvac_0016 | Packaged Water-to-Air Geothermal Heat Pump | FALSE | 0.23845 | Education | GA, Bibb County | 200001_400000 | Multizone CAV/VAV | gen2_t8_halogen | Georgia | 33.458 | D: Buildings with Hydronically Heated Multizone Systems | 0.00065921 | 0.00076528 | 0 | 0 | 0 | 0.003325 | 0.00038756 | 0.0002873 | 2.4533e-05 | 0.00017087 | 0.0038251 | 0.00014609 | 0 | 0 | 0 | 0.0071502 | 0.00053365 | 0.0002873 | 2.4533e-05 | 0.00017087 | 0.0081665 | 71533.5948
68318 | hvac_0016 | Packaged Water-to-Air Geothermal Heat Pump | FALSE | 1.2174 | Education | GA, Bibb County | 8001_12000 | Zone-by-Zone | gen2_t8_halogen | Georgia | 30.03 | I: Non-Lodging Buildings with Zone-by-Zone Systems | 0.0001061 | 0.00013021 | 0 | 0 | 0 | 0.00055914 | 2.3297e-05 | 0.00017256 | 0.00011647 | 2.3632e-05 | 0.00032825 | 0 | 2.407e-05 | 0 | 0 | 0.00088738 | 2.3297e-05 | 0.00017256 | 0.00011647 | 4.7702e-05 | 0.0012474 | 12174.15
81252 | hvac_0016 | Packaged Water-to-Air Geothermal Heat Pump | FALSE | 0.47343 | Education | GA, Bibb County | 150001_200000 | Multizone CAV/VAV | gen2_t8_halogen | Georgia | 17.7441 | D: Buildings with Hydronically Heated Multizone Systems | 0.00038426 | 0.00046332 | 0 | 0 | 0 | 0.0014484 | 0.00034474 | 0.00045282 | 4.7915e-05 | 0.00015426 | 0.0024665 | 0 | 0.00010151 | 0 | 0 | 0.003915 | 0.00034474 | 0.00045282 | 4.7915e-05 | 0.00025577 | 0.0050162 | 82850.4012
34366 | hvac_0017 | Console Water-to-Air Geothermal Heat Pump | FALSE | 1.3191 | Education | GA, Bibb County | 30001_40000 | Multizone CAV/VAV | gen2_t8_halogen | Georgia | 17.7009 | D: Buildings with Hydronically Heated Multizone Systems | 0.00023326 | 0.00027038 | 0 | 0 | 0 | 0.00079978 | 0.0001165 | 0.00053403 | 8.2881e-05 | 7.2491e-05 | 0.00092403 | 0.00013468 | 0.00012413 | 0 | 0 | 0.0017238 | 0.00025118 | 0.00053403 | 8.2881e-05 | 0.00019662 | 0.0027885 | 46169.1007
34367 | hvac_0017 | Console Water-to-Air Geothermal Heat Pump | FALSE | 2.3971 | Education | GA, Bibb County | 40001_52000 | Multizone CAV/VAV | gen4_led | Georgia | 18.9832 | D: Buildings with Hydronically Heated Multizone Systems | 0.00056829 | 0.00069411 | 0 | 0 | 0 | 0.0026216 | 0.00016158 | 0.0010457 | 0.00015138 | 0.00016279 | 0.0027024 | 0 | 0.00029672 | 0 | 0 | 0.005324 | 0.00016158 | 0.0010457 | 0.00015138 | 0.00045951 | 0.0071423 | 110265.8822
34368 | hvac_0017 | Console Water-to-Air Geothermal Heat Pump | FALSE | 0.81784 | Education | GA, Bibb County | 64001_70000 | Multizone CAV/VAV | gen2_t8_halogen | Georgia | 18.7309 | D: Buildings with Hydronically Heated Multizone Systems | 0.00027738 | 0.00037051 | 0 | 0 | 0 | 0.0017972 | 0.00017484 | 0.00037351 | 5.506e-05 | 0.00020705 | 0.00073057 | 0.00016389 | 0 | 0 | 0 | 0.0025278 | 0.00033873 | 0.00037351 | 5.506e-05 | 0.00020705 | 0.0035021 | 54795.4663
34369 | hvac_0017 | Console Water-to-Air Geothermal Heat Pump | FALSE | 2.2512 | Education | GA, Bibb County | 52001_64000 | Multizone CAV/VAV | gen2_t8_halogen | Georgia | 19.7251 | D: Buildings with Hydronically Heated Multizone Systems | 0.00077788 | 0.0009545 | 0 | 0 | 0 | 0.0049848 | 0.00043564 | 0.001279 | 0.00015132 | 0.00016571 | 0.001429 | 0 | 0.00034261 | 0 | 0 | 0.0064138 | 0.00043564 | 0.001279 | 0.00015132 | 0.00050832 | 0.008788 | 130569.7258
34370 | hvac_0017 | Console Water-to-Air Geothermal Heat Pump | FALSE | 0.29875 | Education | GA, Bibb County | 100001_150000 | Multizone CAV/VAV | gen4_led | Georgia | 18.5924 | D: Buildings with Hydronically Heated Multizone Systems | 0.00018614 | 0.00023387 | 0 | 0 | 0 | 0.0010615 | 5.8676e-05 | 0.00025696 | 1.9867e-05 | 4.6628e-05 | 0.00082911 | 0 | 9.6322e-05 | 0 | 0 | 0.0018906 | 5.8676e-05 | 0.00025696 | 1.9867e-05 | 0.00014295 | 0.0023691 | 37343.657
34371 | hvac_0017 | Console Water-to-Air Geothermal Heat Pump | FALSE | 0.95433 | Education | GA, Bibb County | 70001_80000 | Multizone CAV/VAV | gen4_led | Georgia | 31.8398 | D: Buildings with Hydronically Heated Multizone Systems | 0.00064228 | 0.00073443 | 0 | 0 | 0 | 0.0031289 | 0.00014092 | 0.00067519 | 6.2439e-05 | 9.7011e-05 | 0.0034827 | 0 | 0.00018882 | 0 | 0 | 0.0066116 | 0.00014092 | 0.00067519 | 6.2439e-05 | 0.00028583 | 0.007776 | 71574.4554
34373 | hvac_0017 | Console Water-to-Air Geothermal Heat Pump | FALSE | 0.55594 | Education | GA, Bibb County | 80001_100000 | Multizone CAV/VAV | gen2_t8_halogen | Georgia | 18.0682 | D: Buildings with Hydronically Heated Multizone Systems | 0.00023192 | 0.00032453 | 0 | 0 | 0 | 0.0017909 | 6.7099e-05 | 0.00030268 | 3.6985e-05 | 6.4317e-05 | 0.00069783 | 0 | 0.00012488 | 0 | 0 | 0.0024888 | 6.7099e-05 | 0.00030268 | 3.6985e-05 | 0.00018919 | 0.0030847 | 50034.6238
42214 | hvac_0017 | Console Water-to-Air Geothermal Heat Pump | FALSE | 1.762 | Education | GA, Bibb County | 12001_30000 | Zone-by-Zone | gen4_led | Georgia | 17.9714 | I: Non-Lodging Buildings with Zone-by-Zone Systems | 0.00021228 | 0.00025941 | 0 | 0 | 0 | 0.0012868 | 0.00010537 | 0.00041223 | 0.00011716 | 0.00013758 | 0.00020996 | 0 | 0 | 0 | 0 | 0.0014967 | 0.00010537 | 0.00041223 | 0.00011716 | 0.00013758 | 0.0022691 | 37002.9884
51971 | hvac_0017 | Console Water-to-Air Geothermal Heat Pump | TRUE | 15.4235 | Education | GA, Bibb County | 3001_8000 | Zone-by-Zone | gen2_t8_halogen | Georgia | 45.3611 | I: Non-Lodging Buildings with Zone-by-Zone Systems | 0.0014018 | 0.0015647 | 0 | 0 | 0 | 0.0099693 | 0.00023171 | 0.0012112 | 0.001404 | 0.00031372 | 0 | 0 | 0 | 0 | 0 | 0.0099693 | 0.00023171 | 0.0012112 | 0.001404 | 0.00031372 | 0.01313 | 84829.2891
62361 | hvac_0017 | Console Water-to-Air Geothermal Heat Pump | FALSE | 0.23845 | Education | GA, Bibb County | 200001_400000 | Multizone CAV/VAV | gen2_t8_halogen | Georgia | 33.458 | D: Buildings with Hydronically Heated Multizone Systems | 0.00065921 | 0.00076528 | 0 | 0 | 0 | 0.003325 | 0.00038756 | 0.0002873 | 2.4533e-05 | 0.00017087 | 0.0038251 | 0.00014609 | 0 | 0 | 0 | 0.0071502 | 0.00053365 | 0.0002873 | 2.4533e-05 | 0.00017087 | 0.0081665 | 71533.5948
68318 | hvac_0017 | Console Water-to-Air Geothermal Heat Pump | FALSE | 1.2174 | Education | GA, Bibb County | 8001_12000 | Zone-by-Zone | gen2_t8_halogen | Georgia | 30.03 | I: Non-Lodging Buildings with Zone-by-Zone Systems | 0.0001061 | 0.00013021 | 0 | 0 | 0 | 0.00055914 | 2.3297e-05 | 0.00017256 | 0.00011647 | 2.3632e-05 | 0.00032825 | 0 | 2.407e-05 | 0 | 0 | 0.00088738 | 2.3297e-05 | 0.00017256 | 0.00011647 | 4.7702e-05 | 0.0012474 | 12174.15
81252 | hvac_0017 | Console Water-to-Air Geothermal Heat Pump | FALSE | 0.47343 | Education | GA, Bibb County | 150001_200000 | Multizone CAV/VAV | gen2_t8_halogen | Georgia | 17.7441 | D: Buildings with Hydronically Heated Multizone Systems | 0.00038426 | 0.00046332 | 0 | 0 | 0 | 0.0014484 | 0.00034474 | 0.00045282 | 4.7915e-05 | 0.00015426 | 0.0024665 | 0 | 0.00010151 | 0 | 0 | 0.003915 | 0.00034474 | 0.00045282 | 4.7915e-05 | 0.00025577 | 0.0050162 | 82850.4012
34366 | hvac_0018 | Standard Performance HP RTU, Electric Backup | FALSE | 1.3191 | Education | GA, Bibb County | 30001_40000 | Multizone CAV/VAV | gen2_t8_halogen | Georgia | 17.7009 | D: Buildings with Hydronically Heated Multizone Systems | 0.00023326 | 0.00027038 | 0 | 0 | 0 | 0.00079978 | 0.0001165 | 0.00053403 | 8.2881e-05 | 7.2491e-05 | 0.00092403 | 0.00013468 | 0.00012413 | 0 | 0 | 0.0017238 | 0.00025118 | 0.00053403 | 8.2881e-05 | 0.00019662 | 0.0027885 | 46169.1007
34367 | hvac_0018 | Standard Performance HP RTU, Electric Backup | FALSE | 2.3971 | Education | GA, Bibb County | 40001_52000 | Multizone CAV/VAV | gen4_led | Georgia | 18.9832 | D: Buildings with Hydronically Heated Multizone Systems | 0.00056829 | 0.00069411 | 0 | 0 | 0 | 0.0026216 | 0.00016158 | 0.0010457 | 0.00015138 | 0.00016279 | 0.0027024 | 0 | 0.00029672 | 0 | 0 | 0.005324 | 0.00016158 | 0.0010457 | 0.00015138 | 0.00045951 | 0.0071423 | 110265.8822
34368 | hvac_0018 | Standard Performance HP RTU, Electric Backup | FALSE | 0.81784 | Education | GA, Bibb County | 64001_70000 | Multizone CAV/VAV | gen2_t8_halogen | Georgia | 18.7309 | D: Buildings with Hydronically Heated Multizone Systems | 0.00027738 | 0.00037051 | 0 | 0 | 0 | 0.0017972 | 0.00017484 | 0.00037351 | 5.506e-05 | 0.00020705 | 0.00073057 | 0.00016389 | 0 | 0 | 0 | 0.0025278 | 0.00033873 | 0.00037351 | 5.506e-05 | 0.00020705 | 0.0035021 | 54795.4663
34369 | hvac_0018 | Standard Performance HP RTU, Electric Backup | FALSE | 2.2512 | Education | GA, Bibb County | 52001_64000 | Multizone CAV/VAV | gen2_t8_halogen | Georgia | 19.7251 | D: Buildings with Hydronically Heated Multizone Systems | 0.00077788 | 0.0009545 | 0 | 0 | 0 | 0.0049848 | 0.00043564 | 0.001279 | 0.00015132 | 0.00016571 | 0.001429 | 0 | 0.00034261 | 0 | 0 | 0.0064138 | 0.00043564 | 0.001279 | 0.00015132 | 0.00050832 | 0.008788 | 130569.7258
34370 | hvac_0018 | Standard Performance HP RTU, Electric Backup | FALSE | 0.29875 | Education | GA, Bibb County | 100001_150000 | Multizone CAV/VAV | gen4_led | Georgia | 18.5924 | D: Buildings with Hydronically Heated Multizone Systems | 0.00018614 | 0.00023387 | 0 | 0 | 0 | 0.0010615 | 5.8676e-05 | 0.00025696 | 1.9867e-05 | 4.6628e-05 | 0.00082911 | 0 | 9.6322e-05 | 0 | 0 | 0.0018906 | 5.8676e-05 | 0.00025696 | 1.9867e-05 | 0.00014295 | 0.0023691 | 37343.657
34371 | hvac_0018 | Standard Performance HP RTU, Electric Backup | FALSE | 0.95433 | Education | GA, Bibb County | 70001_80000 | Multizone CAV/VAV | gen4_led | Georgia | 31.8398 | D: Buildings with Hydronically Heated Multizone Systems | 0.00064228 | 0.00073443 | 0 | 0 | 0 | 0.0031289 | 0.00014092 | 0.00067519 | 6.2439e-05 | 9.7011e-05 | 0.0034827 | 0 | 0.00018882 | 0 | 0 | 0.0066116 | 0.00014092 | 0.00067519 | 6.2439e-05 | 0.00028583 | 0.007776 | 71574.4554
34373 | hvac_0018 | Standard Performance HP RTU, Electric Backup | FALSE | 0.55594 | Education | GA, Bibb County | 80001_100000 | Multizone CAV/VAV | gen2_t8_halogen | Georgia | 18.0682 | D: Buildings with Hydronically Heated Multizone Systems | 0.00023192 | 0.00032453 | 0 | 0 | 0 | 0.0017909 | 6.7099e-05 | 0.00030268 | 3.6985e-05 | 6.4317e-05 | 0.00069783 | 0 | 0.00012488 | 0 | 0 | 0.0024888 | 6.7099e-05 | 0.00030268 | 3.6985e-05 | 0.00018919 | 0.0030847 | 50034.6238
42214 | hvac_0018 | Standard Performance HP RTU, Electric Backup | FALSE | 1.762 | Education | GA, Bibb County | 12001_30000 | Zone-by-Zone | gen4_led | Georgia | 17.9714 | I: Non-Lodging Buildings with Zone-by-Zone Systems | 0.00021228 | 0.00025941 | 0 | 0 | 0 | 0.0012868 | 0.00010537 | 0.00041223 | 0.00011716 | 0.00013758 | 0.00020996 | 0 | 0 | 0 | 0 | 0.0014967 | 0.00010537 | 0.00041223 | 0.00011716 | 0.00013758 | 0.0022691 | 37002.9884
51971 | hvac_0018 | Standard Performance HP RTU, Electric Backup | FALSE | 15.4235 | Education | GA, Bibb County | 3001_8000 | Zone-by-Zone | gen2_t8_halogen | Georgia | 37.7338 | I: Non-Lodging Buildings with Zone-by-Zone Systems | 0.0010526 | 0.0013016 | 0 | 0 | 0 | 0.0076668 | 0.00023171 | 0.0012112 | 0.0014989 | 0.00031372 | 0 | 0 | 0 | 0 | 0 | 0.0076668 | 0.00023171 | 0.0012112 | 0.0014989 | 0.00031372 | 0.010922 | 84829.2891
62361 | hvac_0018 | Standard Performance HP RTU, Electric Backup | FALSE | 0.23845 | Education | GA, Bibb County | 200001_400000 | Multizone CAV/VAV | gen2_t8_halogen | Georgia | 33.458 | D: Buildings with Hydronically Heated Multizone Systems | 0.00065921 | 0.00076528 | 0 | 0 | 0 | 0.003325 | 0.00038756 | 0.0002873 | 2.4533e-05 | 0.00017087 | 0.0038251 | 0.00014609 | 0 | 0 | 0 | 0.0071502 | 0.00053365 | 0.0002873 | 2.4533e-05 | 0.00017087 | 0.0081665 | 71533.5948
68318 | hvac_0018 | Standard Performance HP RTU, Electric Backup | FALSE | 1.2174 | Education | GA, Bibb County | 8001_12000 | Zone-by-Zone | gen2_t8_halogen | Georgia | 30.03 | I: Non-Lodging Buildings with Zone-by-Zone Systems | 0.0001061 | 0.00013021 | 0 | 0 | 0 | 0.00055914 | 2.3297e-05 | 0.00017256 | 0.00011647 | 2.3632e-05 | 0.00032825 | 0 | 2.407e-05 | 0 | 0 | 0.00088738 | 2.3297e-05 | 0.00017256 | 0.00011647 | 4.7702e-05 | 0.0012474 | 12174.15
81252 | hvac_0018 | Standard Performance HP RTU, Electric Backup | FALSE | 0.47343 | Education | GA, Bibb County | 150001_200000 | Multizone CAV/VAV | gen2_t8_halogen | Georgia | 17.7441 | D: Buildings with Hydronically Heated Multizone Systems | 0.00038426 | 0.00046332 | 0 | 0 | 0 | 0.0014484 | 0.00034474 | 0.00045282 | 4.7915e-05 | 0.00015426 | 0.0024665 | 0 | 0.00010151 | 0 | 0 | 0.003915 | 0.00034474 | 0.00045282 | 4.7915e-05 | 0.00025577 | 0.0050162 | 82850.4012
34366 | hvac_0019 | Standard Performance HP RTU, Electric Backup + Roof Insulation | FALSE | 1.3191 | Education | GA, Bibb County | 30001_40000 | Multizone CAV/VAV | gen2_t8_halogen | Georgia | 17.7009 | D: Buildings with Hydronically Heated Multizone Systems | 0.00023326 | 0.00027038 | 0 | 0 | 0 | 0.00079978 | 0.0001165 | 0.00053403 | 8.2881e-05 | 7.2491e-05 | 0.00092403 | 0.00013468 | 0.00012413 | 0 | 0 | 0.0017238 | 0.00025118 | 0.00053403 | 8.2881e-05 | 0.00019662 | 0.0027885 | 46169.1007
34367 | hvac_0019 | Standard Performance HP RTU, Electric Backup + Roof Insulation | FALSE | 2.3971 | Education | GA, Bibb County | 40001_52000 | Multizone CAV/VAV | gen4_led | Georgia | 18.9832 | D: Buildings with Hydronically Heated Multizone Systems | 0.00056829 | 0.00069411 | 0 | 0 | 0 | 0.0026216 | 0.00016158 | 0.0010457 | 0.00015138 | 0.00016279 | 0.0027024 | 0 | 0.00029672 | 0 | 0 | 0.005324 | 0.00016158 | 0.0010457 | 0.00015138 | 0.00045951 | 0.0071423 | 110265.8822
34368 | hvac_0019 | Standard Performance HP RTU, Electric Backup + Roof Insulation | FALSE | 0.81784 | Education | GA, Bibb County | 64001_70000 | Multizone CAV/VAV | gen2_t8_halogen | Georgia | 18.7309 | D: Buildings with Hydronically Heated Multizone Systems | 0.00027738 | 0.00037051 | 0 | 0 | 0 | 0.0017972 | 0.00017484 | 0.00037351 | 5.506e-05 | 0.00020705 | 0.00073057 | 0.00016389 | 0 | 0 | 0 | 0.0025278 | 0.00033873 | 0.00037351 | 5.506e-05 | 0.00020705 | 0.0035021 | 54795.4663
34369 | hvac_0019 | Standard Performance HP RTU, Electric Backup + Roof Insulation | FALSE | 2.2512 | Education | GA, Bibb County | 52001_64000 | Multizone CAV/VAV | gen2_t8_halogen | Georgia | 19.7251 | D: Buildings with Hydronically Heated Multizone Systems | 0.00077788 | 0.0009545 | 0 | 0 | 0 | 0.0049848 | 0.00043564 | 0.001279 | 0.00015132 | 0.00016571 | 0.001429 | 0 | 0.00034261 | 0 | 0 | 0.0064138 | 0.00043564 | 0.001279 | 0.00015132 | 0.00050832 | 0.008788 | 130569.7258
34370 | hvac_0019 | Standard Performance HP RTU, Electric Backup + Roof Insulation | FALSE | 0.29875 | Education | GA, Bibb County | 100001_150000 | Multizone CAV/VAV | gen4_led | Georgia | 18.5924 | D: Buildings with Hydronically Heated Multizone Systems | 0.00018614 | 0.00023387 | 0 | 0 | 0 | 0.0010615 | 5.8676e-05 | 0.00025696 | 1.9867e-05 | 4.6628e-05 | 0.00082911 | 0 | 9.6322e-05 | 0 | 0 | 0.0018906 | 5.8676e-05 | 0.00025696 | 1.9867e-05 | 0.00014295 | 0.0023691 | 37343.657
34371 | hvac_0019 | Standard Performance HP RTU, Electric Backup + Roof Insulation | FALSE | 0.95433 | Education | GA, Bibb County | 70001_80000 | Multizone CAV/VAV | gen4_led | Georgia | 31.8398 | D: Buildings with Hydronically Heated Multizone Systems | 0.00064228 | 0.00073443 | 0 | 0 | 0 | 0.0031289 | 0.00014092 | 0.00067519 | 6.2439e-05 | 9.7011e-05 | 0.0034827 | 0 | 0.00018882 | 0 | 0 | 0.0066116 | 0.00014092 | 0.00067519 | 6.2439e-05 | 0.00028583 | 0.007776 | 71574.4554
34373 | hvac_0019 | Standard Performance HP RTU, Electric Backup + Roof Insulation | FALSE | 0.55594 | Education | GA, Bibb County | 80001_100000 | Multizone CAV/VAV | gen2_t8_halogen | Georgia | 18.0682 | D: Buildings with Hydronically Heated Multizone Systems | 0.00023192 | 0.00032453 | 0 | 0 | 0 | 0.0017909 | 6.7099e-05 | 0.00030268 | 3.6985e-05 | 6.4317e-05 | 0.00069783 | 0 | 0.00012488 | 0 | 0 | 0.0024888 | 6.7099e-05 | 0.00030268 | 3.6985e-05 | 0.00018919 | 0.0030847 | 50034.6238
42214 | hvac_0019 | Standard Performance HP RTU, Electric Backup + Roof Insulation | FALSE | 1.762 | Education | GA, Bibb County | 12001_30000 | Zone-by-Zone | gen4_led | Georgia | 17.9714 | I: Non-Lodging Buildings with Zone-by-Zone Systems | 0.00021228 | 0.00025941 | 0 | 0 | 0 | 0.0012868 | 0.00010537 | 0.00041223 | 0.00011716 | 0.00013758 | 0.00020996 | 0 | 0 | 0 | 0 | 0.0014967 | 0.00010537 | 0.00041223 | 0.00011716 | 0.00013758 | 0.0022691 | 37002.9884
51971 | hvac_0019 | Standard Performance HP RTU, Electric Backup + Roof Insulation | FALSE | 15.4235 | Education | GA, Bibb County | 3001_8000 | Zone-by-Zone | gen2_t8_halogen | Georgia | 37.7338 | I: Non-Lodging Buildings with Zone-by-Zone Systems | 0.0010526 | 0.0013016 | 0 | 0 | 0 | 0.0076668 | 0.00023171 | 0.0012112 | 0.0014989 | 0.00031372 | 0 | 0 | 0 | 0 | 0 | 0.0076668 | 0.00023171 | 0.0012112 | 0.0014989 | 0.00031372 | 0.010922 | 84829.2891
62361 | hvac_0019 | Standard Performance HP RTU, Electric Backup + Roof Insulation | FALSE | 0.23845 | Education | GA, Bibb County | 200001_400000 | Multizone CAV/VAV | gen2_t8_halogen | Georgia | 33.458 | D: Buildings with Hydronically Heated Multizone Systems | 0.00065921 | 0.00076528 | 0 | 0 | 0 | 0.003325 | 0.00038756 | 0.0002873 | 2.4533e-05 | 0.00017087 | 0.0038251 | 0.00014609 | 0 | 0 | 0 | 0.0071502 | 0.00053365 | 0.0002873 | 2.4533e-05 | 0.00017087 | 0.0081665 | 71533.5948
68318 | hvac_0019 | Standard Performance HP RTU, Electric Backup + Roof Insulation | FALSE | 1.2174 | Education | GA, Bibb County | 8001_12000 | Zone-by-Zone | gen2_t8_halogen | Georgia | 30.03 | I: Non-Lodging Buildings with Zone-by-Zone Systems | 0.0001061 | 0.00013021 | 0 | 0 | 0 | 0.00055914 | 2.3297e-05 | 0.00017256 | 0.00011647 | 2.3632e-05 | 0.00032825 | 0 | 2.407e-05 | 0 | 0 | 0.00088738 | 2.3297e-05 | 0.00017256 | 0.00011647 | 4.7702e-05 | 0.0012474 | 12174.15
81252 | hvac_0019 | Standard Performance HP RTU, Electric Backup + Roof Insulation | FALSE | 0.47343 | Education | GA, Bibb County | 150001_200000 | Multizone CAV/VAV | gen2_t8_halogen | Georgia | 17.7441 | D: Buildings with Hydronically Heated Multizone Systems | 0.00038426 | 0.00046332 | 0 | 0 | 0 | 0.0014484 | 0.00034474 | 0.00045282 | 4.7915e-05 | 0.00015426 | 0.0024665 | 0 | 0.00010151 | 0 | 0 | 0.003915 | 0.00034474 | 0.00045282 | 4.7915e-05 | 0.00025577 | 0.0050162 | 82850.4012
34366 | hvac_0020 | Standard Performance HP RTU, Electric Backup, 32F Minimum Compressor Lockout | FALSE | 1.3191 | Education | GA, Bibb County | 30001_40000 | Multizone CAV/VAV | gen2_t8_halogen | Georgia | 17.7009 | D: Buildings with Hydronically Heated Multizone Systems | 0.00023326 | 0.00027038 | 0 | 0 | 0 | 0.00079978 | 0.0001165 | 0.00053403 | 8.2881e-05 | 7.2491e-05 | 0.00092403 | 0.00013468 | 0.00012413 | 0 | 0 | 0.0017238 | 0.00025118 | 0.00053403 | 8.2881e-05 | 0.00019662 | 0.0027885 | 46169.1007
34367 | hvac_0020 | Standard Performance HP RTU, Electric Backup, 32F Minimum Compressor Lockout | FALSE | 2.3971 | Education | GA, Bibb County | 40001_52000 | Multizone CAV/VAV | gen4_led | Georgia | 18.9832 | D: Buildings with Hydronically Heated Multizone Systems | 0.00056829 | 0.00069411 | 0 | 0 | 0 | 0.0026216 | 0.00016158 | 0.0010457 | 0.00015138 | 0.00016279 | 0.0027024 | 0 | 0.00029672 | 0 | 0 | 0.005324 | 0.00016158 | 0.0010457 | 0.00015138 | 0.00045951 | 0.0071423 | 110265.8822
34368 | hvac_0020 | Standard Performance HP RTU, Electric Backup, 32F Minimum Compressor Lockout | FALSE | 0.81784 | Education | GA, Bibb County | 64001_70000 | Multizone CAV/VAV | gen2_t8_halogen | Georgia | 18.7309 | D: Buildings with Hydronically Heated Multizone Systems | 0.00027738 | 0.00037051 | 0 | 0 | 0 | 0.0017972 | 0.00017484 | 0.00037351 | 5.506e-05 | 0.00020705 | 0.00073057 | 0.00016389 | 0 | 0 | 0 | 0.0025278 | 0.00033873 | 0.00037351 | 5.506e-05 | 0.00020705 | 0.0035021 | 54795.4663
34369 | hvac_0020 | Standard Performance HP RTU, Electric Backup, 32F Minimum Compressor Lockout | FALSE | 2.2512 | Education | GA, Bibb County | 52001_64000 | Multizone CAV/VAV | gen2_t8_halogen | Georgia | 19.7251 | D: Buildings with Hydronically Heated Multizone Systems | 0.00077788 | 0.0009545 | 0 | 0 | 0 | 0.0049848 | 0.00043564 | 0.001279 | 0.00015132 | 0.00016571 | 0.001429 | 0 | 0.00034261 | 0 | 0 | 0.0064138 | 0.00043564 | 0.001279 | 0.00015132 | 0.00050832 | 0.008788 | 130569.7258
34370 | hvac_0020 | Standard Performance HP RTU, Electric Backup, 32F Minimum Compressor Lockout | FALSE | 0.29875 | Education | GA, Bibb County | 100001_150000 | Multizone CAV/VAV | gen4_led | Georgia | 18.5924 | D: Buildings with Hydronically Heated Multizone Systems | 0.00018614 | 0.00023387 | 0 | 0 | 0 | 0.0010615 | 5.8676e-05 | 0.00025696 | 1.9867e-05 | 4.6628e-05 | 0.00082911 | 0 | 9.6322e-05 | 0 | 0 | 0.0018906 | 5.8676e-05 | 0.00025696 | 1.9867e-05 | 0.00014295 | 0.0023691 | 37343.657
34371 | hvac_0020 | Standard Performance HP RTU, Electric Backup, 32F Minimum Compressor Lockout | FALSE | 0.95433 | Education | GA, Bibb County | 70001_80000 | Multizone CAV/VAV | gen4_led | Georgia | 31.8398 | D: Buildings with Hydronically Heated Multizone Systems | 0.00064228 | 0.00073443 | 0 | 0 | 0 | 0.0031289 | 0.00014092 | 0.00067519 | 6.2439e-05 | 9.7011e-05 | 0.0034827 | 0 | 0.00018882 | 0 | 0 | 0.0066116 | 0.00014092 | 0.00067519 | 6.2439e-05 | 0.00028583 | 0.007776 | 71574.4554
34373 | hvac_0020 | Standard Performance HP RTU, Electric Backup, 32F Minimum Compressor Lockout | FALSE | 0.55594 | Education | GA, Bibb County | 80001_100000 | Multizone CAV/VAV | gen2_t8_halogen | Georgia | 18.0682 | D: Buildings with Hydronically Heated Multizone Systems | 0.00023192 | 0.00032453 | 0 | 0 | 0 | 0.0017909 | 6.7099e-05 | 0.00030268 | 3.6985e-05 | 6.4317e-05 | 0.00069783 | 0 | 0.00012488 | 0 | 0 | 0.0024888 | 6.7099e-05 | 0.00030268 | 3.6985e-05 | 0.00018919 | 0.0030847 | 50034.6238
42214 | hvac_0020 | Standard Performance HP RTU, Electric Backup, 32F Minimum Compressor Lockout | FALSE | 1.762 | Education | GA, Bibb County | 12001_30000 | Zone-by-Zone | gen4_led | Georgia | 17.9714 | I: Non-Lodging Buildings with Zone-by-Zone Systems | 0.00021228 | 0.00025941 | 0 | 0 | 0 | 0.0012868 | 0.00010537 | 0.00041223 | 0.00011716 | 0.00013758 | 0.00020996 | 0 | 0 | 0 | 0 | 0.0014967 | 0.00010537 | 0.00041223 | 0.00011716 | 0.00013758 | 0.0022691 | 37002.9884
51971 | hvac_0020 | Standard Performance HP RTU, Electric Backup, 32F Minimum Compressor Lockout | FALSE | 15.4235 | Education | GA, Bibb County | 3001_8000 | Zone-by-Zone | gen2_t8_halogen | Georgia | 37.7338 | I: Non-Lodging Buildings with Zone-by-Zone Systems | 0.0010526 | 0.0013016 | 0 | 0 | 0 | 0.0076668 | 0.00023171 | 0.0012112 | 0.0014989 | 0.00031372 | 0 | 0 | 0 | 0 | 0 | 0.0076668 | 0.00023171 | 0.0012112 | 0.0014989 | 0.00031372 | 0.010922 | 84829.2891
62361 | hvac_0020 | Standard Performance HP RTU, Electric Backup, 32F Minimum Compressor Lockout | FALSE | 0.23845 | Education | GA, Bibb County | 200001_400000 | Multizone CAV/VAV | gen2_t8_halogen | Georgia | 33.458 | D: Buildings with Hydronically Heated Multizone Systems | 0.00065921 | 0.00076528 | 0 | 0 | 0 | 0.003325 | 0.00038756 | 0.0002873 | 2.4533e-05 | 0.00017087 | 0.0038251 | 0.00014609 | 0 | 0 | 0 | 0.0071502 | 0.00053365 | 0.0002873 | 2.4533e-05 | 0.00017087 | 0.0081665 | 71533.5948
68318 | hvac_0020 | Standard Performance HP RTU, Electric Backup, 32F Minimum Compressor Lockout | FALSE | 1.2174 | Education | GA, Bibb County | 8001_12000 | Zone-by-Zone | gen2_t8_halogen | Georgia | 30.03 | I: Non-Lodging Buildings with Zone-by-Zone Systems | 0.0001061 | 0.00013021 | 0 | 0 | 0 | 0.00055914 | 2.3297e-05 | 0.00017256 | 0.00011647 | 2.3632e-05 | 0.00032825 | 0 | 2.407e-05 | 0 | 0 | 0.00088738 | 2.3297e-05 | 0.00017256 | 0.00011647 | 4.7702e-05 | 0.0012474 | 12174.15
81252 | hvac_0020 | Standard Performance HP RTU, Electric Backup, 32F Minimum Compressor Lockout | FALSE | 0.47343 | Education | GA, Bibb County | 150001_200000 | Multizone CAV/VAV | gen2_t8_halogen | Georgia | 17.7441 | D: Buildings with Hydronically Heated Multizone Systems | 0.00038426 | 0.00046332 | 0 | 0 | 0 | 0.0014484 | 0.00034474 | 0.00045282 | 4.7915e-05 | 0.00015426 | 0.0024665 | 0 | 0.00010151 | 0 | 0 | 0.003915 | 0.00034474 | 0.00045282 | 4.7915e-05 | 0.00025577 | 0.0050162 | 82850.4012
34366 | hvac_0021 | Cold Climate Challenge HP RTU, Electric Backup | FALSE | 1.3191 | Education | GA, Bibb County | 30001_40000 | Multizone CAV/VAV | gen2_t8_halogen | Georgia | 17.7009 | D: Buildings with Hydronically Heated Multizone Systems | 0.00023326 | 0.00027038 | 0 | 0 | 0 | 0.00079978 | 0.0001165 | 0.00053403 | 8.2881e-05 | 7.2491e-05 | 0.00092403 | 0.00013468 | 0.00012413 | 0 | 0 | 0.0017238 | 0.00025118 | 0.00053403 | 8.2881e-05 | 0.00019662 | 0.0027885 | 46169.1007
34367 | hvac_0021 | Cold Climate Challenge HP RTU, Electric Backup | FALSE | 2.3971 | Education | GA, Bibb County | 40001_52000 | Multizone CAV/VAV | gen4_led | Georgia | 18.9832 | D: Buildings with Hydronically Heated Multizone Systems | 0.00056829 | 0.00069411 | 0 | 0 | 0 | 0.0026216 | 0.00016158 | 0.0010457 | 0.00015138 | 0.00016279 | 0.0027024 | 0 | 0.00029672 | 0 | 0 | 0.005324 | 0.00016158 | 0.0010457 | 0.00015138 | 0.00045951 | 0.0071423 | 110265.8822
34368 | hvac_0021 | Cold Climate Challenge HP RTU, Electric Backup | FALSE | 0.81784 | Education | GA, Bibb County | 64001_70000 | Multizone CAV/VAV | gen2_t8_halogen | Georgia | 18.7309 | D: Buildings with Hydronically Heated Multizone Systems | 0.00027738 | 0.00037051 | 0 | 0 | 0 | 0.0017972 | 0.00017484 | 0.00037351 | 5.506e-05 | 0.00020705 | 0.00073057 | 0.00016389 | 0 | 0 | 0 | 0.0025278 | 0.00033873 | 0.00037351 | 5.506e-05 | 0.00020705 | 0.0035021 | 54795.4663
34369 | hvac_0021 | Cold Climate Challenge HP RTU, Electric Backup | FALSE | 2.2512 | Education | GA, Bibb County | 52001_64000 | Multizone CAV/VAV | gen2_t8_halogen | Georgia | 19.7251 | D: Buildings with Hydronically Heated Multizone Systems | 0.00077788 | 0.0009545 | 0 | 0 | 0 | 0.0049848 | 0.00043564 | 0.001279 | 0.00015132 | 0.00016571 | 0.001429 | 0 | 0.00034261 | 0 | 0 | 0.0064138 | 0.00043564 | 0.001279 | 0.00015132 | 0.00050832 | 0.008788 | 130569.7258
34370 | hvac_0021 | Cold Climate Challenge HP RTU, Electric Backup | FALSE | 0.29875 | Education | GA, Bibb County | 100001_150000 | Multizone CAV/VAV | gen4_led | Georgia | 18.5924 | D: Buildings with Hydronically Heated Multizone Systems | 0.00018614 | 0.00023387 | 0 | 0 | 0 | 0.0010615 | 5.8676e-05 | 0.00025696 | 1.9867e-05 | 4.6628e-05 | 0.00082911 | 0 | 9.6322e-05 | 0 | 0 | 0.0018906 | 5.8676e-05 | 0.00025696 | 1.9867e-05 | 0.00014295 | 0.0023691 | 37343.657
34371 | hvac_0021 | Cold Climate Challenge HP RTU, Electric Backup | FALSE | 0.95433 | Education | GA, Bibb County | 70001_80000 | Multizone CAV/VAV | gen4_led | Georgia | 31.8398 | D: Buildings with Hydronically Heated Multizone Systems | 0.00064228 | 0.00073443 | 0 | 0 | 0 | 0.0031289 | 0.00014092 | 0.00067519 | 6.2439e-05 | 9.7011e-05 | 0.0034827 | 0 | 0.00018882 | 0 | 0 | 0.0066116 | 0.00014092 | 0.00067519 | 6.2439e-05 | 0.00028583 | 0.007776 | 71574.4554
34373 | hvac_0021 | Cold Climate Challenge HP RTU, Electric Backup | FALSE | 0.55594 | Education | GA, Bibb County | 80001_100000 | Multizone CAV/VAV | gen2_t8_halogen | Georgia | 18.0682 | D: Buildings with Hydronically Heated Multizone Systems | 0.00023192 | 0.00032453 | 0 | 0 | 0 | 0.0017909 | 6.7099e-05 | 0.00030268 | 3.6985e-05 | 6.4317e-05 | 0.00069783 | 0 | 0.00012488 | 0 | 0 | 0.0024888 | 6.7099e-05 | 0.00030268 | 3.6985e-05 | 0.00018919 | 0.0030847 | 50034.6238
42214 | hvac_0021 | Cold Climate Challenge HP RTU, Electric Backup | FALSE | 1.762 | Education | GA, Bibb County | 12001_30000 | Zone-by-Zone | gen4_led | Georgia | 17.9714 | I: Non-Lodging Buildings with Zone-by-Zone Systems | 0.00021228 | 0.00025941 | 0 | 0 | 0 | 0.0012868 | 0.00010537 | 0.00041223 | 0.00011716 | 0.00013758 | 0.00020996 | 0 | 0 | 0 | 0 | 0.0014967 | 0.00010537 | 0.00041223 | 0.00011716 | 0.00013758 | 0.0022691 | 37002.9884
51971 | hvac_0021 | Cold Climate Challenge HP RTU, Electric Backup | FALSE | 15.4235 | Education | GA, Bibb County | 3001_8000 | Zone-by-Zone | gen2_t8_halogen | Georgia | 37.7338 | I: Non-Lodging Buildings with Zone-by-Zone Systems | 0.0010526 | 0.0013016 | 0 | 0 | 0 | 0.0076668 | 0.00023171 | 0.0012112 | 0.0014989 | 0.00031372 | 0 | 0 | 0 | 0 | 0 | 0.0076668 | 0.00023171 | 0.0012112 | 0.0014989 | 0.00031372 | 0.010922 | 84829.2891
62361 | hvac_0021 | Cold Climate Challenge HP RTU, Electric Backup | FALSE | 0.23845 | Education | GA, Bibb County | 200001_400000 | Multizone CAV/VAV | gen2_t8_halogen | Georgia | 33.458 | D: Buildings with Hydronically Heated Multizone Systems | 0.00065921 | 0.00076528 | 0 | 0 | 0 | 0.003325 | 0.00038756 | 0.0002873 | 2.4533e-05 | 0.00017087 | 0.0038251 | 0.00014609 | 0 | 0 | 0 | 0.0071502 | 0.00053365 | 0.0002873 | 2.4533e-05 | 0.00017087 | 0.0081665 | 71533.5948
68318 | hvac_0021 | Cold Climate Challenge HP RTU, Electric Backup | FALSE | 1.2174 | Education | GA, Bibb County | 8001_12000 | Zone-by-Zone | gen2_t8_halogen | Georgia | 30.03 | I: Non-Lodging Buildings with Zone-by-Zone Systems | 0.0001061 | 0.00013021 | 0 | 0 | 0 | 0.00055914 | 2.3297e-05 | 0.00017256 | 0.00011647 | 2.3632e-05 | 0.00032825 | 0 | 2.407e-05 | 0 | 0 | 0.00088738 | 2.3297e-05 | 0.00017256 | 0.00011647 | 4.7702e-05 | 0.0012474 | 12174.15
81252 | hvac_0021 | Cold Climate Challenge HP RTU, Electric Backup | FALSE | 0.47343 | Education | GA, Bibb County | 150001_200000 | Multizone CAV/VAV | gen2_t8_halogen | Georgia | 17.7441 | D: Buildings with Hydronically Heated Multizone Systems | 0.00038426 | 0.00046332 | 0 | 0 | 0 | 0.0014484 | 0.00034474 | 0.00045282 | 4.7915e-05 | 0.00015426 | 0.0024665 | 0 | 0.00010151 | 0 | 0 | 0.003915 | 0.00034474 | 0.00045282 | 4.7915e-05 | 0.00025577 | 0.0050162 | 82850.4012
34366 | hvac_0022 | Ideal Thermal Air Loads | TRUE | 1.3191 | Education | GA, Bibb County | 30001_40000 | Multizone CAV/VAV | gen2_t8_halogen | Georgia | 17.1398 | D: Buildings with Hydronically Heated Multizone Systems | 0.00010838 | 0.00011595 | 0.0011074 | 0.00050606 | 0 | 1.9367e-05 | 0.0001165 | 0.00053403 | 8.5519e-05 | 7.2479e-05 | 0 | 0.00013468 | 0.00012412 | 0 | 0 | 0.0016328 | 0.00025118 | 0.00053403 | 8.5519e-05 | 0.00019659 | 0.0027001 | 46169.1007
34367 | hvac_0022 | Ideal Thermal Air Loads | TRUE | 2.3971 | Education | GA, Bibb County | 40001_52000 | Multizone CAV/VAV | gen4_led | Georgia | 18.8422 | D: Buildings with Hydronically Heated Multizone Systems | 0.00019919 | 0.00021521 | 0.0036624 | 0.0014905 | 0 | 0.00011158 | 0.00016158 | 0.0010457 | 0.00015788 | 0.00016277 | 0 | 0 | 0.00029679 | 0 | 0 | 0.0052645 | 0.00016158 | 0.0010457 | 0.00015788 | 0.00045956 | 0.0070892 | 110265.8822
34368 | hvac_0022 | Ideal Thermal Air Loads | TRUE | 0.81784 | Education | GA, Bibb County | 64001_70000 | Multizone CAV/VAV | gen2_t8_halogen | Georgia | 22.7836 | D: Buildings with Hydronically Heated Multizone Systems | 9.6569e-05 | 0.00011421 | 0.0028348 | 0.0003946 | 0 | 5.5448e-05 | 0.00017484 | 0.00037351 | 5.5688e-05 | 0.00020704 | 0 | 0.00016389 | 0 | 0 | 0 | 0.0032849 | 0.00033873 | 0.00037351 | 5.5688e-05 | 0.00020704 | 0.0042598 | 54795.4663
34369 | hvac_0022 | Ideal Thermal Air Loads | TRUE | 2.2512 | Education | GA, Bibb County | 52001_64000 | Multizone CAV/VAV | gen2_t8_halogen | Georgia | 21.8808 | D: Buildings with Hydronically Heated Multizone Systems | 0.00025068 | 0.00027187 | 0.0058781 | 0.0014383 | 0 | 5.4773e-05 | 0.00043564 | 0.001279 | 0.00015423 | 0.00016568 | 0 | 0 | 0.00034261 | 0 | 0 | 0.0073712 | 0.00043564 | 0.001279 | 0.00015423 | 0.0005083 | 0.0097484 | 130569.7258
34370 | hvac_0022 | Ideal Thermal Air Loads | TRUE | 0.29875 | Education | GA, Bibb County | 100001_150000 | Multizone CAV/VAV | gen4_led | Georgia | 17.0743 | D: Buildings with Hydronically Heated Multizone Systems | 4.8566e-05 | 5.3872e-05 | 0.001131 | 0.00055028 | 0 | 1.5664e-05 | 5.8676e-05 | 0.00025696 | 2.0136e-05 | 4.6628e-05 | 0 | 0 | 9.6322e-05 | 0 | 0 | 0.0016969 | 5.8676e-05 | 0.00025696 | 2.0136e-05 | 0.00014295 | 0.0021756 | 37343.657
34371 | hvac_0022 | Ideal Thermal Air Loads | TRUE | 0.95433 | Education | GA, Bibb County | 70001_80000 | Multizone CAV/VAV | gen4_led | Georgia | 25.6105 | D: Buildings with Hydronically Heated Multizone Systems | 0.0001293 | 0.00013762 | 0.0030295 | 0.0019874 | 0 | 7.2416e-05 | 0.00014092 | 0.00067519 | 6.3389e-05 | 9.7011e-05 | 0 | 0 | 0.00018882 | 0 | 0 | 0.0050893 | 0.00014092 | 0.00067519 | 6.3389e-05 | 0.00028583 | 0.0062547 | 71574.4554
34373 | hvac_0022 | Ideal Thermal Air Loads | TRUE | 0.55594 | Education | GA, Bibb County | 80001_100000 | Multizone CAV/VAV | gen2_t8_halogen | Georgia | 16.7482 | D: Buildings with Hydronically Heated Multizone Systems | 6.0876e-05 | 7.0605e-05 | 0.0018437 | 0.00036829 | 0 | 5.0627e-05 | 6.7099e-05 | 0.00030268 | 3.7744e-05 | 6.4317e-05 | 0 | 0 | 0.00012488 | 0 | 0 | 0.0022626 | 6.7099e-05 | 0.00030268 | 3.7744e-05 | 0.00018919 | 0.0028593 | 50034.6238
42214 | hvac_0022 | Ideal Thermal Air Loads | TRUE | 1.762 | Education | GA, Bibb County | 12001_30000 | Zone-by-Zone | gen4_led | Georgia | 24.0917 | I: Non-Lodging Buildings with Zone-by-Zone Systems | 8.9602e-05 | 9.665e-05 | 0.0018982 | 0.00033253 | 0 | 3.7444e-05 | 0.00010537 | 0.00041223 | 0.00011841 | 0.00013758 | 0 | 0 | 0 | 0 | 0 | 0.0022682 | 0.00010537 | 0.00041223 | 0.00011841 | 0.00013758 | 0.0030418 | 37002.9884
51971 | hvac_0022 | Ideal Thermal Air Loads | TRUE | 15.4235 | Education | GA, Bibb County | 3001_8000 | Zone-by-Zone | gen2_t8_halogen | Georgia | 73.9025 | I: Non-Lodging Buildings with Zone-by-Zone Systems | 0.00036145 | 0.00039643 | 0.012707 | 0.0053576 | 0 | 5.1458e-05 | 0.00023171 | 0.0012112 | 0.0015186 | 0.00031372 | 0 | 0 | 0 | 0 | 0 | 0.018116 | 0.00023171 | 0.0012112 | 0.0015186 | 0.00031372 | 0.021391 | 84829.2891
62361 | hvac_0022 | Ideal Thermal Air Loads | TRUE | 0.23845 | Education | GA, Bibb County | 200001_400000 | Multizone CAV/VAV | gen2_t8_halogen | Georgia | 14.9259 | D: Buildings with Hydronically Heated Multizone Systems | 9.8172e-05 | 0.00011553 | 0.0016 | 0.0010096 | 0 | 1.625e-05 | 0.00038756 | 0.0002873 | 2.5547e-05 | 0.00017086 | 0 | 0.00014609 | 0 | 0 | 0 | 0.0026258 | 0.00053365 | 0.0002873 | 2.5547e-05 | 0.00017086 | 0.0036432 | 71533.5948
68318 | hvac_0022 | Ideal Thermal Air Loads | TRUE | 1.2174 | Education | GA, Bibb County | 8001_12000 | Zone-by-Zone | gen2_t8_halogen | Georgia | 45.6117 | I: Non-Lodging Buildings with Zone-by-Zone Systems | 3.9447e-05 | 4.2048e-05 | 0.001292 | 0.0002393 | 0 | 3.0578e-06 | 2.3297e-05 | 0.00017256 | 0.0001168 | 2.3632e-05 | 0 | 0 | 2.407e-05 | 0 | 0 | 0.0015343 | 2.3297e-05 | 0.00017256 | 0.0001168 | 4.7702e-05 | 0.0018947 | 12174.15
81252 | hvac_0022 | Ideal Thermal Air Loads | TRUE | 0.47343 | Education | GA, Bibb County | 150001_200000 | Multizone CAV/VAV | gen2_t8_halogen | Georgia | 22.8592 | D: Buildings with Hydronically Heated Multizone Systems | 0.00011494 | 0.00013207 | 0.0036505 | 0.0016588 | 0 | 5.0298e-05 | 0.00034474 | 0.00045282 | 4.9243e-05 | 0.00015426 | 0 | 0 | 0.00010151 | 0 | 0 | 0.0053596 | 0.00034474 | 0.00045282 | 4.9243e-05 | 0.00025577 | 0.0064622 | 82850.4012
34366 | ltg_0001 | LED Lighting | TRUE | 1.3191 | Education | GA, Bibb County | 30001_40000 | Multizone CAV/VAV | gen2_t8_halogen | Georgia | 17.6767 | D: Buildings with Hydronically Heated Multizone Systems | 0.00023111 | 0.00026637 | 0 | 0 | 0 | 0.00082026 | 0.0001165 | 0.00044228 | 8.2556e-05 | 7.2491e-05 | 0.00099182 | 0.00013468 | 0.00012413 | 0 | 0 | 0.0018121 | 0.00025118 | 0.00044228 | 8.2556e-05 | 0.00019662 | 0.0027847 | 46169.1007
34367 | ltg_0001 | LED Lighting | FALSE | 2.3971 | Education | GA, Bibb County | 40001_52000 | Multizone CAV/VAV | gen4_led | Georgia | 18.9832 | D: Buildings with Hydronically Heated Multizone Systems | 0.00056829 | 0.00069411 | 0 | 0 | 0 | 0.0026216 | 0.00016158 | 0.0010457 | 0.00015138 | 0.00016279 | 0.0027024 | 0 | 0.00029672 | 0 | 0 | 0.005324 | 0.00016158 | 0.0010457 | 0.00015138 | 0.00045951 | 0.0071423 | 110265.8822
34368 | ltg_0001 | LED Lighting | TRUE | 0.81784 | Education | GA, Bibb County | 64001_70000 | Multizone CAV/VAV | gen2_t8_halogen | Georgia | 18.5318 | D: Buildings with Hydronically Heated Multizone Systems | 0.00027349 | 0.00036435 | 0 | 0 | 0 | 0.0017854 | 0.00017484 | 0.00031514 | 5.5013e-05 | 0.00020705 | 0.00076353 | 0.00016389 | 0 | 0 | 0 | 0.002549 | 0.00033873 | 0.00031514 | 5.5013e-05 | 0.00020705 | 0.0034649 | 54795.4663
34369 | ltg_0001 | LED Lighting | TRUE | 2.2512 | Education | GA, Bibb County | 52001_64000 | Multizone CAV/VAV | gen2_t8_halogen | Georgia | 19.3259 | D: Buildings with Hydronically Heated Multizone Systems | 0.00075473 | 0.00092619 | 0 | 0 | 0 | 0.0049344 | 0.00043564 | 0.001016 | 0.00015094 | 0.00016571 | 0.0015649 | 0 | 0.00034261 | 0 | 0 | 0.0064993 | 0.00043564 | 0.001016 | 0.00015094 | 0.00050832 | 0.0086101 | 130569.7258
34370 | ltg_0001 | LED Lighting | FALSE | 0.29875 | Education | GA, Bibb County | 100001_150000 | Multizone CAV/VAV | gen4_led | Georgia | 18.5924 | D: Buildings with Hydronically Heated Multizone Systems | 0.00018614 | 0.00023387 | 0 | 0 | 0 | 0.0010615 | 5.8676e-05 | 0.00025696 | 1.9867e-05 | 4.6628e-05 | 0.00082911 | 0 | 9.6322e-05 | 0 | 0 | 0.0018906 | 5.8676e-05 | 0.00025696 | 1.9867e-05 | 0.00014295 | 0.0023691 | 37343.657
34371 | ltg_0001 | LED Lighting | FALSE | 0.95433 | Education | GA, Bibb County | 70001_80000 | Multizone CAV/VAV | gen4_led | Georgia | 31.8398 | D: Buildings with Hydronically Heated Multizone Systems | 0.00064228 | 0.00073443 | 0 | 0 | 0 | 0.0031289 | 0.00014092 | 0.00067519 | 6.2439e-05 | 9.7011e-05 | 0.0034827 | 0 | 0.00018882 | 0 | 0 | 0.0066116 | 0.00014092 | 0.00067519 | 6.2439e-05 | 0.00028583 | 0.007776 | 71574.4554
34373 | ltg_0001 | LED Lighting | TRUE | 0.55594 | Education | GA, Bibb County | 80001_100000 | Multizone CAV/VAV | gen2_t8_halogen | Georgia | 17.9966 | D: Buildings with Hydronically Heated Multizone Systems | 0.00023103 | 0.0003215 | 0 | 0 | 0 | 0.0017906 | 6.7099e-05 | 0.0002608 | 3.6906e-05 | 6.4317e-05 | 0.00072787 | 0 | 0.00012488 | 0 | 0 | 0.0025185 | 6.7099e-05 | 0.0002608 | 3.6906e-05 | 0.00018919 | 0.0030725 | 50034.6238
42214 | ltg_0001 | LED Lighting | FALSE | 1.762 | Education | GA, Bibb County | 12001_30000 | Zone-by-Zone | gen4_led | Georgia | 17.9714 | I: Non-Lodging Buildings with Zone-by-Zone Systems | 0.00021228 | 0.00025941 | 0 | 0 | 0 | 0.0012868 | 0.00010537 | 0.00041223 | 0.00011716 | 0.00013758 | 0.00020996 | 0 | 0 | 0 | 0 | 0.0014967 | 0.00010537 | 0.00041223 | 0.00011716 | 0.00013758 | 0.0022691 | 37002.9884
51971 | ltg_0001 | LED Lighting | TRUE | 15.4235 | Education | GA, Bibb County | 3001_8000 | Zone-by-Zone | gen2_t8_halogen | Georgia | 36.9121 | I: Non-Lodging Buildings with Zone-by-Zone Systems | 0.0010292 | 0.0012732 | 0 | 0 | 0 | 0.0076442 | 0.00023171 | 0.00099568 | 0.0014989 | 0.00031372 | 0 | 0 | 0 | 0 | 0 | 0.0076442 | 0.00023171 | 0.00099568 | 0.0014989 | 0.00031372 | 0.010684 | 84829.2891
62361 | ltg_0001 | LED Lighting | TRUE | 0.23845 | Education | GA, Bibb County | 200001_400000 | Multizone CAV/VAV | gen2_t8_halogen | Georgia | 33.7941 | D: Buildings with Hydronically Heated Multizone Systems | 0.000664 | 0.00076842 | 0 | 0 | 0 | 0.0033453 | 0.00038756 | 0.00022237 | 2.4506e-05 | 0.00017087 | 0.0039519 | 0.00014609 | 0 | 0 | 0 | 0.0072972 | 0.00053365 | 0.00022237 | 2.4506e-05 | 0.00017087 | 0.0082486 | 71533.5948
68318 | ltg_0001 | LED Lighting | TRUE | 1.2174 | Education | GA, Bibb County | 8001_12000 | Zone-by-Zone | gen2_t8_halogen | Georgia | 29.2158 | I: Non-Lodging Buildings with Zone-by-Zone Systems | 0.00010229 | 0.00012591 | 0 | 0 | 0 | 0.00055167 | 2.3297e-05 | 0.00014112 | 0.00011646 | 2.3632e-05 | 0.00033336 | 0 | 2.407e-05 | 0 | 0 | 0.00088503 | 2.3297e-05 | 0.00014112 | 0.00011646 | 4.7702e-05 | 0.0012136 | 12174.15
81252 | ltg_0001 | LED Lighting | TRUE | 0.47343 | Education | GA, Bibb County | 150001_200000 | Multizone CAV/VAV | gen2_t8_halogen | Georgia | 17.604 | D: Buildings with Hydronically Heated Multizone Systems | 0.00038096 | 0.00045615 | 0 | 0 | 0 | 0.0014408 | 0.00034474 | 0.000374 | 4.7884e-05 | 0.00015426 | 0.0025134 | 0 | 0.00010151 | 0 | 0 | 0.0039542 | 0.00034474 | 0.000374 | 4.7884e-05 | 0.00025577 | 0.0049766 | 82850.4012
34366 | ppl_0001 | Electric Kitchen Equipment | TRUE | 1.3191 | Education | GA, Bibb County | 30001_40000 | Multizone CAV/VAV | gen2_t8_halogen | Georgia | 17.4803 | D: Buildings with Hydronically Heated Multizone Systems | 0.00023307 | 0.00027271 | 0 | 0 | 0 | 0.00080962 | 0.00019624 | 0.00053403 | 8.2256e-05 | 7.2491e-05 | 0.00093501 | 0 | 0.00012413 | 0 | 0 | 0.0017446 | 0.00019624 | 0.00053403 | 8.2256e-05 | 0.00019662 | 0.0027538 | 46169.1007
34367 | ppl_0001 | Electric Kitchen Equipment | TRUE | 2.3971 | Education | GA, Bibb County | 40001_52000 | Multizone CAV/VAV | gen4_led | Georgia | 18.9831 | D: Buildings with Hydronically Heated Multizone Systems | 0.00056828 | 0.00069411 | 0 | 0 | 0 | 0.0026216 | 0.00016158 | 0.0010457 | 0.00015138 | 0.00016279 | 0.0027024 | 0 | 0.00029672 | 0 | 0 | 0.005324 | 0.00016158 | 0.0010457 | 0.00015138 | 0.00045951 | 0.0071423 | 110265.8822
34368 | ppl_0001 | Electric Kitchen Equipment | TRUE | 0.81784 | Education | GA, Bibb County | 64001_70000 | Multizone CAV/VAV | gen2_t8_halogen | Georgia | 18.3649 | D: Buildings with Hydronically Heated Multizone Systems | 0.00027426 | 0.00037031 | 0 | 0 | 0 | 0.0017935 | 0.00026221 | 0.00037351 | 5.4889e-05 | 0.00020705 | 0.00074252 | 0 | 0 | 0 | 0 | 0.002536 | 0.00026221 | 0.00037351 | 5.4889e-05 | 0.00020705 | 0.0034337 | 54795.4663
34369 | ppl_0001 | Electric Kitchen Equipment | TRUE | 2.2512 | Education | GA, Bibb County | 52001_64000 | Multizone CAV/VAV | gen2_t8_halogen | Georgia | 19.7251 | D: Buildings with Hydronically Heated Multizone Systems | 0.00077788 | 0.0009545 | 0 | 0 | 0 | 0.0049848 | 0.00043564 | 0.001279 | 0.00015132 | 0.00016571 | 0.001429 | 0 | 0.00034261 | 0 | 0 | 0.0064138 | 0.00043564 | 0.001279 | 0.00015132 | 0.00050832 | 0.008788 | 130569.7258
34370 | ppl_0001 | Electric Kitchen Equipment | TRUE | 0.29875 | Education | GA, Bibb County | 100001_150000 | Multizone CAV/VAV | gen4_led | Georgia | 18.5924 | D: Buildings with Hydronically Heated Multizone Systems | 0.00018614 | 0.00023387 | 0 | 0 | 0 | 0.0010615 | 5.8676e-05 | 0.00025696 | 1.9867e-05 | 4.6628e-05 | 0.00082911 | 0 | 9.6322e-05 | 0 | 0 | 0.0018906 | 5.8676e-05 | 0.00025696 | 1.9867e-05 | 0.00014295 | 0.0023691 | 37343.657
34371 | ppl_0001 | Electric Kitchen Equipment | TRUE | 0.95433 | Education | GA, Bibb County | 70001_80000 | Multizone CAV/VAV | gen4_led | Georgia | 31.8398 | D: Buildings with Hydronically Heated Multizone Systems | 0.00064228 | 0.00073443 | 0 | 0 | 0 | 0.0031289 | 0.00014092 | 0.00067519 | 6.2439e-05 | 9.7011e-05 | 0.0034827 | 0 | 0.00018882 | 0 | 0 | 0.0066116 | 0.00014092 | 0.00067519 | 6.2439e-05 | 0.00028583 | 0.007776 | 71574.4554
34373 | ppl_0001 | Electric Kitchen Equipment | TRUE | 0.55594 | Education | GA, Bibb County | 80001_100000 | Multizone CAV/VAV | gen2_t8_halogen | Georgia | 18.0682 | D: Buildings with Hydronically Heated Multizone Systems | 0.00023192 | 0.00032453 | 0 | 0 | 0 | 0.0017909 | 6.7099e-05 | 0.00030268 | 3.6985e-05 | 6.4317e-05 | 0.00069783 | 0 | 0.00012488 | 0 | 0 | 0.0024888 | 6.7099e-05 | 0.00030268 | 3.6985e-05 | 0.00018919 | 0.0030847 | 50034.6238
42214 | ppl_0001 | Electric Kitchen Equipment | TRUE | 1.762 | Education | GA, Bibb County | 12001_30000 | Zone-by-Zone | gen4_led | Georgia | 17.9714 | I: Non-Lodging Buildings with Zone-by-Zone Systems | 0.00021228 | 0.00025941 | 0 | 0 | 0 | 0.0012868 | 0.00010537 | 0.00041223 | 0.00011716 | 0.00013758 | 0.00020996 | 0 | 0 | 0 | 0 | 0.0014967 | 0.00010537 | 0.00041223 | 0.00011716 | 0.00013758 | 0.0022691 | 37002.9884
51971 | ppl_0001 | Electric Kitchen Equipment | TRUE | 15.4235 | Education | GA, Bibb County | 3001_8000 | Zone-by-Zone | gen2_t8_halogen | Georgia | 37.7338 | I: Non-Lodging Buildings with Zone-by-Zone Systems | 0.0010526 | 0.0013016 | 0 | 0 | 0 | 0.0076668 | 0.00023171 | 0.0012112 | 0.0014989 | 0.00031372 | 0 | 0 | 0 | 0 | 0 | 0.0076668 | 0.00023171 | 0.0012112 | 0.0014989 | 0.00031372 | 0.010922 | 84829.2891
62361 | ppl_0001 | Electric Kitchen Equipment | TRUE | 0.23845 | Education | GA, Bibb County | 200001_400000 | Multizone CAV/VAV | gen2_t8_halogen | Georgia | 33.7059 | D: Buildings with Hydronically Heated Multizone Systems | 0.00066789 | 0.00077481 | 0 | 0 | 0 | 0.0033521 | 0.00046545 | 0.0002873 | 2.4429e-05 | 0.00017087 | 0.0039269 | 0 | 0 | 0 | 0 | 0.007279 | 0.00046545 | 0.0002873 | 2.4429e-05 | 0.00017087 | 0.008227 | 71533.5948
68318 | ppl_0001 | Electric Kitchen Equipment | TRUE | 1.2174 | Education | GA, Bibb County | 8001_12000 | Zone-by-Zone | gen2_t8_halogen | Georgia | 30.03 | I: Non-Lodging Buildings with Zone-by-Zone Systems | 0.0001061 | 0.00013021 | 0 | 0 | 0 | 0.00055914 | 2.3297e-05 | 0.00017256 | 0.00011647 | 2.3632e-05 | 0.00032825 | 0 | 2.407e-05 | 0 | 0 | 0.00088738 | 2.3297e-05 | 0.00017256 | 0.00011647 | 4.7702e-05 | 0.0012474 | 12174.15
81252 | ppl_0001 | Electric Kitchen Equipment | TRUE | 0.47343 | Education | GA, Bibb County | 150001_200000 | Multizone CAV/VAV | gen2_t8_halogen | Georgia | 17.7441 | D: Buildings with Hydronically Heated Multizone Systems | 0.00038426 | 0.00046332 | 0 | 0 | 0 | 0.0014484 | 0.00034474 | 0.00045282 | 4.7915e-05 | 0.00015426 | 0.0024665 | 0 | 0.00010151 | 0 | 0 | 0.003915 | 0.00034474 | 0.00045282 | 4.7915e-05 | 0.00025577 | 0.0050162 | 82850.4012
34366 | dr_0001 | Demand Flexibility, Thermostat Control, Load Shed for Daily Bldg Peak Reduction | TRUE | 1.3191 | Education | GA, Bibb County | 30001_40000 | Multizone CAV/VAV | gen2_t8_halogen | Georgia | 17.437 | D: Buildings with Hydronically Heated Multizone Systems | 0.00023146 | 0.00026547 | 0 | 0 | 0 | 0.00075903 | 0.0001165 | 0.00053403 | 8.2931e-05 | 7.2491e-05 | 0.00092315 | 0.00013468 | 0.00012413 | 0 | 0 | 0.0016822 | 0.00025118 | 0.00053403 | 8.2931e-05 | 0.00019662 | 0.0027469 | 46169.1007
34367 | dr_0001 | Demand Flexibility, Thermostat Control, Load Shed for Daily Bldg Peak Reduction | TRUE | 2.3971 | Education | GA, Bibb County | 40001_52000 | Multizone CAV/VAV | gen4_led | Georgia | 18.6275 | D: Buildings with Hydronically Heated Multizone Systems | 0.00056401 | 0.00067834 | 0 | 0 | 0 | 0.0024907 | 0.00016158 | 0.0010457 | 0.00015168 | 0.00016279 | 0.0026992 | 0 | 0.00029677 | 0 | 0 | 0.0051899 | 0.00016158 | 0.0010457 | 0.00015168 | 0.00045956 | 0.0070085 | 110265.8822
34368 | dr_0001 | Demand Flexibility, Thermostat Control, Load Shed for Daily Bldg Peak Reduction | TRUE | 0.81784 | Education | GA, Bibb County | 64001_70000 | Multizone CAV/VAV | gen2_t8_halogen | Georgia | 18.191 | D: Buildings with Hydronically Heated Multizone Systems | 0.00027398 | 0.00035892 | 0 | 0 | 0 | 0.0017046 | 0.00017484 | 0.00037351 | 5.5091e-05 | 0.00020705 | 0.00072221 | 0.00016389 | 0 | 0 | 0 | 0.0024268 | 0.00033873 | 0.00037351 | 5.5091e-05 | 0.00020705 | 0.0034012 | 54795.4663
34369 | dr_0001 | Demand Flexibility, Thermostat Control, Load Shed for Daily Bldg Peak Reduction | TRUE | 2.2512 | Education | GA, Bibb County | 52001_64000 | Multizone CAV/VAV | gen2_t8_halogen | Georgia | 19.235 | D: Buildings with Hydronically Heated Multizone Systems | 0.00076917 | 0.00092882 | 0 | 0 | 0 | 0.0047731 | 0.00043564 | 0.001279 | 0.00015132 | 0.00016571 | 0.0014223 | 0 | 0.00034261 | 0 | 0 | 0.0061954 | 0.00043564 | 0.001279 | 0.00015132 | 0.00050832 | 0.0085696 | 130569.7258
34370 | dr_0001 | Demand Flexibility, Thermostat Control, Load Shed for Daily Bldg Peak Reduction | TRUE | 0.29875 | Education | GA, Bibb County | 100001_150000 | Multizone CAV/VAV | gen4_led | Georgia | 18.12 | D: Buildings with Hydronically Heated Multizone Systems | 0.00018427 | 0.00022677 | 0 | 0 | 0 | 0.0010027 | 5.8676e-05 | 0.00025696 | 1.9872e-05 | 4.6628e-05 | 0.00082776 | 0 | 9.6322e-05 | 0 | 0 | 0.0018304 | 5.8676e-05 | 0.00025696 | 1.9872e-05 | 0.00014295 | 0.0023089 | 37343.657
34371 | dr_0001 | Demand Flexibility, Thermostat Control, Load Shed for Daily Bldg Peak Reduction | TRUE | 0.95433 | Education | GA, Bibb County | 70001_80000 | Multizone CAV/VAV | gen4_led | Georgia | 31.3986 | D: Buildings with Hydronically Heated Multizone Systems | 0.00063732 | 0.00072185 | 0 | 0 | 0 | 0.0030261 | 0.00014092 | 0.00067519 | 6.2439e-05 | 9.7011e-05 | 0.0034778 | 0 | 0.00018882 | 0 | 0 | 0.0065039 | 0.00014092 | 0.00067519 | 6.2439e-05 | 0.00028583 | 0.0076682 | 71574.4554
34373 | dr_0001 | Demand Flexibility, Thermostat Control, Load Shed for Daily Bldg Peak Reduction | TRUE | 0.55594 | Education | GA, Bibb County | 80001_100000 | Multizone CAV/VAV | gen2_t8_halogen | Georgia | 17.5623 | D: Buildings with Hydronically Heated Multizone Systems | 0.00022857 | 0.00031438 | 0 | 0 | 0 | 0.0017073 | 6.7099e-05 | 0.00030268 | 3.7006e-05 | 6.4317e-05 | 0.00069505 | 0 | 0.00012488 | 0 | 0 | 0.0024024 | 6.7099e-05 | 0.00030268 | 3.7006e-05 | 0.00018919 | 0.0029983 | 50034.6238
42214 | dr_0001 | Demand Flexibility, Thermostat Control, Load Shed for Daily Bldg Peak Reduction | TRUE | 1.762 | Education | GA, Bibb County | 12001_30000 | Zone-by-Zone | gen4_led | Georgia | 17.57 | I: Non-Lodging Buildings with Zone-by-Zone Systems | 0.00021259 | 0.00025338 | 0 | 0 | 0 | 0.001236 | 0.00010537 | 0.00041223 | 0.00011756 | 0.00013758 | 0.00020966 | 0 | 0 | 0 | 0 | 0.0014456 | 0.00010537 | 0.00041223 | 0.00011756 | 0.00013758 | 0.0022184 | 37002.9884
51971 | dr_0001 | Demand Flexibility, Thermostat Control, Load Shed for Daily Bldg Peak Reduction | TRUE | 15.4235 | Education | GA, Bibb County | 3001_8000 | Zone-by-Zone | gen2_t8_halogen | Georgia | 35.5621 | I: Non-Lodging Buildings with Zone-by-Zone Systems | 0.0010038 | 0.0012266 | 0 | 0 | 0 | 0.0070472 | 0.00023171 | 0.0012112 | 0.0014898 | 0.00031372 | 0 | 0 | 0 | 0 | 0 | 0.0070472 | 0.00023171 | 0.0012112 | 0.0014898 | 0.00031372 | 0.010293 | 84829.2891
62361 | dr_0001 | Demand Flexibility, Thermostat Control, Load Shed for Daily Bldg Peak Reduction | TRUE | 0.23845 | Education | GA, Bibb County | 200001_400000 | Multizone CAV/VAV | gen2_t8_halogen | Georgia | 33.2365 | D: Buildings with Hydronically Heated Multizone Systems | 0.00065843 | 0.00075979 | 0 | 0 | 0 | 0.0032892 | 0.00038756 | 0.0002873 | 2.4528e-05 | 0.00017087 | 0.0038069 | 0.00014609 | 0 | 0 | 0 | 0.0070961 | 0.00053365 | 0.0002873 | 2.4528e-05 | 0.00017087 | 0.0081125 | 71533.5948
68318 | dr_0001 | Demand Flexibility, Thermostat Control, Load Shed for Daily Bldg Peak Reduction | TRUE | 1.2174 | Education | GA, Bibb County | 8001_12000 | Zone-by-Zone | gen2_t8_halogen | Georgia | 29.3983 | I: Non-Lodging Buildings with Zone-by-Zone Systems | 0.00010532 | 0.00012713 | 0 | 0 | 0 | 0.00053359 | 2.3297e-05 | 0.00017256 | 0.00011665 | 2.3632e-05 | 0.00032742 | 0 | 2.407e-05 | 0 | 0 | 0.00086101 | 2.3297e-05 | 0.00017256 | 0.00011665 | 4.7702e-05 | 0.0012212 | 12174.15
81252 | dr_0001 | Demand Flexibility, Thermostat Control, Load Shed for Daily Bldg Peak Reduction | TRUE | 0.47343 | Education | GA, Bibb County | 150001_200000 | Multizone CAV/VAV | gen2_t8_halogen | Georgia | 17.4676 | D: Buildings with Hydronically Heated Multizone Systems | 0.00038053 | 0.00045461 | 0 | 0 | 0 | 0.0013816 | 0.00034474 | 0.00045282 | 4.7955e-05 | 0.00015426 | 0.0024552 | 0 | 0.00010151 | 0 | 0 | 0.0038367 | 0.00034474 | 0.00045282 | 4.7955e-05 | 0.00025577 | 0.004938 | 82850.4012
34366 | dr_0002 | Demand Flexibility, Thermostat Control, Load Shift for Daily Bldg Peak Reduction | TRUE | 1.3191 | Education | GA, Bibb County | 30001_40000 | Multizone CAV/VAV | gen2_t8_halogen | Georgia | 17.7459 | D: Buildings with Hydronically Heated Multizone Systems | 0.00023379 | 0.00027121 | 0 | 0 | 0 | 0.00080672 | 0.0001165 | 0.00053403 | 8.2881e-05 | 7.2491e-05 | 0.00092417 | 0.00013468 | 0.00012413 | 0 | 0 | 0.0017309 | 0.00025118 | 0.00053403 | 8.2881e-05 | 0.00019662 | 0.0027956 | 46169.1007
34367 | dr_0002 | Demand Flexibility, Thermostat Control, Load Shift for Daily Bldg Peak Reduction | TRUE | 2.3971 | Education | GA, Bibb County | 40001_52000 | Multizone CAV/VAV | gen4_led | Georgia | 19.0714 | D: Buildings with Hydronically Heated Multizone Systems | 0.00056981 | 0.00069798 | 0 | 0 | 0 | 0.0026531 | 0.00016158 | 0.0010457 | 0.00015129 | 0.00016281 | 0.0027041 | 0 | 0.00029677 | 0 | 0 | 0.0053573 | 0.00016158 | 0.0010457 | 0.00015129 | 0.00045958 | 0.0071755 | 110265.8822
34368 | dr_0002 | Demand Flexibility, Thermostat Control, Load Shift for Daily Bldg Peak Reduction | TRUE | 0.81784 | Education | GA, Bibb County | 64001_70000 | Multizone CAV/VAV | gen2_t8_halogen | Georgia | 18.87 | D: Buildings with Hydronically Heated Multizone Systems | 0.00027874 | 0.00037354 | 0 | 0 | 0 | 0.0018218 | 0.00017484 | 0.00037351 | 5.5052e-05 | 0.00020705 | 0.00073195 | 0.00016389 | 0 | 0 | 0 | 0.0025538 | 0.00033873 | 0.00037351 | 5.5052e-05 | 0.00020705 | 0.0035281 | 54795.4663
34369 | dr_0002 | Demand Flexibility, Thermostat Control, Load Shift for Daily Bldg Peak Reduction | TRUE | 2.2512 | Education | GA, Bibb County | 52001_64000 | Multizone CAV/VAV | gen2_t8_halogen | Georgia | 19.8641 | D: Buildings with Hydronically Heated Multizone Systems | 0.00077985 | 0.00096179 | 0 | 0 | 0 | 0.005045 | 0.00043564 | 0.001279 | 0.00015132 | 0.00016571 | 0.0014306 | 0 | 0.00034261 | 0 | 0 | 0.0064757 | 0.00043564 | 0.001279 | 0.00015132 | 0.00050832 | 0.0088499 | 130569.7258
34370 | dr_0002 | Demand Flexibility, Thermostat Control, Load Shift for Daily Bldg Peak Reduction | TRUE | 0.29875 | Education | GA, Bibb County | 100001_150000 | Multizone CAV/VAV | gen4_led | Georgia | 18.662 | D: Buildings with Hydronically Heated Multizone Systems | 0.00018644 | 0.00023489 | 0 | 0 | 0 | 0.0010697 | 5.8676e-05 | 0.00025696 | 1.9867e-05 | 4.6628e-05 | 0.00082981 | 0 | 9.6322e-05 | 0 | 0 | 0.0018995 | 5.8676e-05 | 0.00025696 | 1.9867e-05 | 0.00014295 | 0.002378 | 37343.657
34371 | dr_0002 | Demand Flexibility, Thermostat Control, Load Shift for Daily Bldg Peak Reduction | TRUE | 0.95433 | Education | GA, Bibb County | 70001_80000 | Multizone CAV/VAV | gen4_led | Georgia | 31.9298 | D: Buildings with Hydronically Heated Multizone Systems | 0.00064326 | 0.00073698 | 0 | 0 | 0 | 0.0031496 | 0.00014092 | 0.00067519 | 6.2439e-05 | 9.7011e-05 | 0.003484 | 0 | 0.00018882 | 0 | 0 | 0.0066336 | 0.00014092 | 0.00067519 | 6.2439e-05 | 0.00028583 | 0.007798 | 71574.4554
34373 | dr_0002 | Demand Flexibility, Thermostat Control, Load Shift for Daily Bldg Peak Reduction | TRUE | 0.55594 | Education | GA, Bibb County | 80001_100000 | Multizone CAV/VAV | gen2_t8_halogen | Georgia | 18.1573 | D: Buildings with Hydronically Heated Multizone Systems | 0.00023269 | 0.0003263 | 0 | 0 | 0 | 0.0018055 | 6.7099e-05 | 0.00030268 | 3.698e-05 | 6.4312e-05 | 0.00069849 | 0 | 0.00012488 | 0 | 0 | 0.0025039 | 6.7099e-05 | 0.00030268 | 3.698e-05 | 0.00018919 | 0.0030999 | 50034.6238
42214 | dr_0002 | Demand Flexibility, Thermostat Control, Load Shift for Daily Bldg Peak Reduction | TRUE | 1.762 | Education | GA, Bibb County | 12001_30000 | Zone-by-Zone | gen4_led | Georgia | 18.116 | I: Non-Lodging Buildings with Zone-by-Zone Systems | 0.00021358 | 0.0002616 | 0 | 0 | 0 | 0.0013053 | 0.00010537 | 0.00041223 | 0.00011722 | 0.00013758 | 0.00020961 | 0 | 0 | 0 | 0 | 0.0015149 | 0.00010537 | 0.00041223 | 0.00011722 | 0.00013758 | 0.0022873 | 37002.9884
51971 | dr_0002 | Demand Flexibility, Thermostat Control, Load Shift for Daily Bldg Peak Reduction | TRUE | 15.4235 | Education | GA, Bibb County | 3001_8000 | Zone-by-Zone | gen2_t8_halogen | Georgia | 37.9702 | I: Non-Lodging Buildings with Zone-by-Zone Systems | 0.0010559 | 0.0013097 | 0 | 0 | 0 | 0.007735 | 0.00023171 | 0.0012112 | 0.0014989 | 0.00031372 | 0 | 0 | 0 | 0 | 0 | 0.007735 | 0.00023171 | 0.0012112 | 0.0014989 | 0.00031372 | 0.01099 | 84829.2891
62361 | dr_0002 | Demand Flexibility, Thermostat Control, Load Shift for Daily Bldg Peak Reduction | TRUE | 0.23845 | Education | GA, Bibb County | 200001_400000 | Multizone CAV/VAV | gen2_t8_halogen | Georgia | 33.6118 | D: Buildings with Hydronically Heated Multizone Systems | 0.00066258 | 0.00076912 | 0 | 0 | 0 | 0.0033505 | 0.00038756 | 0.0002873 | 2.4523e-05 | 0.00017087 | 0.0038372 | 0.00014609 | 0 | 0 | 0 | 0.0071877 | 0.00053365 | 0.0002873 | 2.4523e-05 | 0.00017087 | 0.0082041 | 71533.5948
68318 | dr_0002 | Demand Flexibility, Thermostat Control, Load Shift for Daily Bldg Peak Reduction | TRUE | 1.2174 | Education | GA, Bibb County | 8001_12000 | Zone-by-Zone | gen2_t8_halogen | Georgia | 30.3089 | I: Non-Lodging Buildings with Zone-by-Zone Systems | 0.00010673 | 0.00013152 | 0 | 0 | 0 | 0.00056941 | 2.3297e-05 | 0.00017256 | 0.0001165 | 2.3632e-05 | 0.00032956 | 0 | 2.407e-05 | 0 | 0 | 0.00089897 | 2.3297e-05 | 0.00017256 | 0.0001165 | 4.7702e-05 | 0.001259 | 12174.15
81252 | dr_0002 | Demand Flexibility, Thermostat Control, Load Shift for Daily Bldg Peak Reduction | TRUE | 0.47343 | Education | GA, Bibb County | 150001_200000 | Multizone CAV/VAV | gen2_t8_halogen | Georgia | 17.7445 | D: Buildings with Hydronically Heated Multizone Systems | 0.00038395 | 0.00046429 | 0 | 0 | 0 | 0.0014667 | 0.00034474 | 0.00045282 | 4.7906e-05 | 0.00015426 | 0.0024484 | 0 | 0.00010151 | 0 | 0 | 0.0039151 | 0.00034474 | 0.00045282 | 4.7906e-05 | 0.00025577 | 0.0050163 | 82850.4012
34366 | dr_0003 | Demand Flexibility, Lighting Control, Load Shed for Daily Bldg Peak Reduction | TRUE | 1.3191 | Education | GA, Bibb County | 30001_40000 | Multizone CAV/VAV | gen2_t8_halogen | Georgia | 17.5827 | D: Buildings with Hydronically Heated Multizone Systems | 0.00023212 | 0.00026728 | 0 | 0 | 0 | 0.00079812 | 0.0001165 | 0.00050031 | 8.2806e-05 | 7.2491e-05 | 0.00094087 | 0.00013468 | 0.00012413 | 0 | 0 | 0.001739 | 0.00025118 | 0.00050031 | 8.2806e-05 | 0.00019662 | 0.0027699 | 46169.1007
34367 | dr_0003 | Demand Flexibility, Lighting Control, Load Shed for Daily Bldg Peak Reduction | TRUE | 2.3971 | Education | GA, Bibb County | 40001_52000 | Multizone CAV/VAV | gen4_led | Georgia | 18.8556 | D: Buildings with Hydronically Heated Multizone Systems | 0.00056444 | 0.00068664 | 0 | 0 | 0 | 0.0026066 | 0.00016158 | 0.00097928 | 0.00015127 | 0.00016281 | 0.0027359 | 0 | 0.00029677 | 0 | 0 | 0.0053426 | 0.00016158 | 0.00097928 | 0.00015127 | 0.00045958 | 0.0070943 | 110265.8822
34368 | dr_0003 | Demand Flexibility, Lighting Control, Load Shed for Daily Bldg Peak Reduction | TRUE | 0.81784 | Education | GA, Bibb County | 64001_70000 | Multizone CAV/VAV | gen2_t8_halogen | Georgia | 18.5831 | D: Buildings with Hydronically Heated Multizone Systems | 0.00027567 | 0.00036652 | 0 | 0 | 0 | 0.0017881 | 0.00017484 | 0.00034168 | 5.5044e-05 | 0.00020705 | 0.00074388 | 0.00016389 | 0 | 0 | 0 | 0.002532 | 0.00033873 | 0.00034168 | 5.5044e-05 | 0.00020705 | 0.0034745 | 54795.4663
34369 | dr_0003 | Demand Flexibility, Lighting Control, Load Shed for Daily Bldg Peak Reduction | TRUE | 2.2512 | Education | GA, Bibb County | 52001_64000 | Multizone CAV/VAV | gen2_t8_halogen | Georgia | 19.512 | D: Buildings with Hydronically Heated Multizone Systems | 0.00077058 | 0.00094134 | 0 | 0 | 0 | 0.004951 | 0.00043564 | 0.0011827 | 0.00015126 | 0.00016571 | 0.0014642 | 0 | 0.00034261 | 0 | 0 | 0.0064152 | 0.00043564 | 0.0011827 | 0.00015126 | 0.00050832 | 0.008693 | 130569.7258
34370 | dr_0003 | Demand Flexibility, Lighting Control, Load Shed for Daily Bldg Peak Reduction | TRUE | 0.29875 | Education | GA, Bibb County | 100001_150000 | Multizone CAV/VAV | gen4_led | Georgia | 18.4962 | D: Buildings with Hydronically Heated Multizone Systems | 0.00018533 | 0.00023182 | 0 | 0 | 0 | 0.001057 | 5.8676e-05 | 0.00023797 | 1.9864e-05 | 4.6628e-05 | 0.00084033 | 0 | 9.6322e-05 | 0 | 0 | 0.0018974 | 5.8676e-05 | 0.00023797 | 1.9864e-05 | 0.00014295 | 0.0023568 | 37343.657
34371 | dr_0003 | Demand Flexibility, Lighting Control, Load Shed for Daily Bldg Peak Reduction | TRUE | 0.95433 | Education | GA, Bibb County | 70001_80000 | Multizone CAV/VAV | gen4_led | Georgia | 31.7491 | D: Buildings with Hydronically Heated Multizone Systems | 0.00064033 | 0.00073042 | 0 | 0 | 0 | 0.0031242 | 0.00014092 | 0.00063168 | 6.243e-05 | 9.7011e-05 | 0.0035088 | 0 | 0.00018882 | 0 | 0 | 0.006633 | 0.00014092 | 0.00063168 | 6.243e-05 | 0.00028583 | 0.0077538 | 71574.4554
34373 | dr_0003 | Demand Flexibility, Lighting Control, Load Shed for Daily Bldg Peak Reduction | TRUE | 0.55594 | Education | GA, Bibb County | 80001_100000 | Multizone CAV/VAV | gen2_t8_halogen | Georgia | 17.9472 | D: Buildings with Hydronically Heated Multizone Systems | 0.00023082 | 0.00032137 | 0 | 0 | 0 | 0.0017859 | 6.7099e-05 | 0.0002739 | 3.6964e-05 | 6.4317e-05 | 0.00071098 | 0 | 0.00012488 | 0 | 0 | 0.0024969 | 6.7099e-05 | 0.0002739 | 3.6964e-05 | 0.00018919 | 0.003064 | 50034.6238
42214 | dr_0003 | Demand Flexibility, Lighting Control, Load Shed for Daily Bldg Peak Reduction | TRUE | 1.762 | Education | GA, Bibb County | 12001_30000 | Zone-by-Zone | gen4_led | Georgia | 17.7481 | I: Non-Lodging Buildings with Zone-by-Zone Systems | 0.0002103 | 0.00025589 | 0 | 0 | 0 | 0.0012783 | 0.00010537 | 0.0003895 | 0.00011716 | 0.00013758 | 0.00021295 | 0 | 0 | 0 | 0 | 0.0014913 | 0.00010537 | 0.0003895 | 0.00011716 | 0.00013758 | 0.0022409 | 37002.9884
51971 | dr_0003 | Demand Flexibility, Lighting Control, Load Shed for Daily Bldg Peak Reduction | TRUE | 15.4235 | Education | GA, Bibb County | 3001_8000 | Zone-by-Zone | gen2_t8_halogen | Georgia | 37.4778 | I: Non-Lodging Buildings with Zone-by-Zone Systems | 0.0010473 | 0.0012927 | 0 | 0 | 0 | 0.0076565 | 0.00023171 | 0.0011473 | 0.0014989 | 0.00031372 | 0 | 0 | 0 | 0 | 0 | 0.0076565 | 0.00023171 | 0.0011473 | 0.0014989 | 0.00031372 | 0.010848 | 84829.2891
62361 | dr_0003 | Demand Flexibility, Lighting Control, Load Shed for Daily Bldg Peak Reduction | TRUE | 0.23845 | Education | GA, Bibb County | 200001_400000 | Multizone CAV/VAV | gen2_t8_halogen | Georgia | 33.6064 | D: Buildings with Hydronically Heated Multizone Systems | 0.00066221 | 0.00076613 | 0 | 0 | 0 | 0.003336 | 0.00038756 | 0.00024637 | 2.4523e-05 | 0.00017087 | 0.0038913 | 0.00014609 | 0 | 0 | 0 | 0.0072273 | 0.00053365 | 0.00024637 | 2.4523e-05 | 0.00017087 | 0.0082027 | 71533.5948
68318 | dr_0003 | Demand Flexibility, Lighting Control, Load Shed for Daily Bldg Peak Reduction | TRUE | 1.2174 | Education | GA, Bibb County | 8001_12000 | Zone-by-Zone | gen2_t8_halogen | Georgia | 29.7844 | I: Non-Lodging Buildings with Zone-by-Zone Systems | 0.00010542 | 0.00012894 | 0 | 0 | 0 | 0.0005571 | 2.3297e-05 | 0.00016338 | 0.00011647 | 2.3632e-05 | 0.00032929 | 0 | 2.407e-05 | 0 | 0 | 0.00088638 | 2.3297e-05 | 0.00016338 | 0.00011647 | 4.7702e-05 | 0.0012372 | 12174.15
81252 | dr_0003 | Demand Flexibility, Lighting Control, Load Shed for Daily Bldg Peak Reduction | TRUE | 0.47343 | Education | GA, Bibb County | 150001_200000 | Multizone CAV/VAV | gen2_t8_halogen | Georgia | 17.6317 | D: Buildings with Hydronically Heated Multizone Systems | 0.00038248 | 0.00045814 | 0 | 0 | 0 | 0.0014415 | 0.00034474 | 0.0004013 | 4.7897e-05 | 0.00015426 | 0.0024933 | 0 | 0.00010151 | 0 | 0 | 0.0039347 | 0.00034474 | 0.0004013 | 4.7897e-05 | 0.00025577 | 0.0049844 | 82850.4012
34366 | dr_0004 | Demand Flexibility, Lighting Control, Load Shed for Daily GHG Emission Reduction | TRUE | 1.3191 | Education | GA, Bibb County | 30001_40000 | Multizone CAV/VAV | gen2_t8_halogen | Georgia | 17.6031 | D: Buildings with Hydronically Heated Multizone Systems | 0.00023093 | 0.00026772 | 0 | 0 | 0 | 0.00080252 | 0.0001165 | 0.00050034 | 8.2831e-05 | 7.2491e-05 | 0.00093962 | 0.00013468 | 0.00012413 | 0 | 0 | 0.0017421 | 0.00025118 | 0.00050034 | 8.2831e-05 | 0.00019662 | 0.0027731 | 46169.1007
34367 | dr_0004 | Demand Flexibility, Lighting Control, Load Shed for Daily GHG Emission Reduction | TRUE | 2.3971 | Education | GA, Bibb County | 40001_52000 | Multizone CAV/VAV | gen4_led | Georgia | 18.8673 | D: Buildings with Hydronically Heated Multizone Systems | 0.00056257 | 0.00068707 | 0 | 0 | 0 | 0.0026094 | 0.00016158 | 0.00097923 | 0.00015127 | 0.00016279 | 0.0027377 | 0 | 0.00029672 | 0 | 0 | 0.0053471 | 0.00016158 | 0.00097923 | 0.00015127 | 0.00045951 | 0.0070987 | 110265.8822
34368 | dr_0004 | Demand Flexibility, Lighting Control, Load Shed for Daily GHG Emission Reduction | TRUE | 0.81784 | Education | GA, Bibb County | 64001_70000 | Multizone CAV/VAV | gen2_t8_halogen | Georgia | 18.6037 | D: Buildings with Hydronically Heated Multizone Systems | 0.00027461 | 0.00036697 | 0 | 0 | 0 | 0.0017911 | 0.00017484 | 0.00034238 | 5.5044e-05 | 0.00020705 | 0.00074407 | 0.00016389 | 0 | 0 | 0 | 0.0025352 | 0.00033873 | 0.00034238 | 5.5044e-05 | 0.00020705 | 0.0034783 | 54795.4663
34369 | dr_0004 | Demand Flexibility, Lighting Control, Load Shed for Daily GHG Emission Reduction | TRUE | 2.2512 | Education | GA, Bibb County | 52001_64000 | Multizone CAV/VAV | gen2_t8_halogen | Georgia | 19.5318 | D: Buildings with Hydronically Heated Multizone Systems | 0.00076544 | 0.00094229 | 0 | 0 | 0 | 0.0049573 | 0.00043564 | 0.0011832 | 0.00015126 | 0.00016571 | 0.0014661 | 0 | 0.00034261 | 0 | 0 | 0.0064234 | 0.00043564 | 0.0011832 | 0.00015126 | 0.00050832 | 0.0087018 | 130569.7258
34370 | dr_0004 | Demand Flexibility, Lighting Control, Load Shed for Daily GHG Emission Reduction | TRUE | 0.29875 | Education | GA, Bibb County | 100001_150000 | Multizone CAV/VAV | gen4_led | Georgia | 18.5036 | D: Buildings with Hydronically Heated Multizone Systems | 0.00018468 | 0.00023191 | 0 | 0 | 0 | 0.0010576 | 5.8676e-05 | 0.00023787 | 1.9864e-05 | 4.6628e-05 | 0.00084077 | 0 | 9.6322e-05 | 0 | 0 | 0.0018984 | 5.8676e-05 | 0.00023787 | 1.9864e-05 | 0.00014295 | 0.0023578 | 37343.657
34371 | dr_0004 | Demand Flexibility, Lighting Control, Load Shed for Daily GHG Emission Reduction | TRUE | 0.95433 | Education | GA, Bibb County | 70001_80000 | Multizone CAV/VAV | gen4_led | Georgia | 31.7647 | D: Buildings with Hydronically Heated Multizone Systems | 0.0006384 | 0.00073082 | 0 | 0 | 0 | 0.0031267 | 0.00014092 | 0.00063177 | 6.243e-05 | 9.7011e-05 | 0.00351 | 0 | 0.00018882 | 0 | 0 | 0.0066367 | 0.00014092 | 0.00063177 | 6.243e-05 | 0.00028583 | 0.0077577 | 71574.4554
34373 | dr_0004 | Demand Flexibility, Lighting Control, Load Shed for Daily GHG Emission Reduction | TRUE | 0.55594 | Education | GA, Bibb County | 80001_100000 | Multizone CAV/VAV | gen2_t8_halogen | Georgia | 17.9588 | D: Buildings with Hydronically Heated Multizone Systems | 0.0002303 | 0.00032166 | 0 | 0 | 0 | 0.0017878 | 6.7099e-05 | 0.0002749 | 3.6959e-05 | 6.4317e-05 | 0.00071011 | 0 | 0.00012488 | 0 | 0 | 0.0024979 | 6.7099e-05 | 0.0002749 | 3.6959e-05 | 0.00018919 | 0.003066 | 50034.6238
42214 | dr_0004 | Demand Flexibility, Lighting Control, Load Shed for Daily GHG Emission Reduction | TRUE | 1.762 | Education | GA, Bibb County | 12001_30000 | Zone-by-Zone | gen4_led | Georgia | 17.7587 | I: Non-Lodging Buildings with Zone-by-Zone Systems | 0.00020906 | 0.00025605 | 0 | 0 | 0 | 0.0012797 | 0.00010537 | 0.00038947 | 0.00011716 | 0.00013758 | 0.00021294 | 0 | 0 | 0 | 0 | 0.0014926 | 0.00010537 | 0.00038947 | 0.00011716 | 0.00013758 | 0.0022422 | 37002.9884
51971 | dr_0004 | Demand Flexibility, Lighting Control, Load Shed for Daily GHG Emission Reduction | TRUE | 15.4235 | Education | GA, Bibb County | 3001_8000 | Zone-by-Zone | gen2_t8_halogen | Georgia | 37.4859 | I: Non-Lodging Buildings with Zone-by-Zone Systems | 0.001045 | 0.001293 | 0 | 0 | 0 | 0.007659 | 0.00023171 | 0.0011471 | 0.0014989 | 0.00031372 | 0 | 0 | 0 | 0 | 0 | 0.007659 | 0.00023171 | 0.0011471 | 0.0014989 | 0.00031372 | 0.01085 | 84829.2891
62361 | dr_0004 | Demand Flexibility, Lighting Control, Load Shed for Daily GHG Emission Reduction | TRUE | 0.23845 | Education | GA, Bibb County | 200001_400000 | Multizone CAV/VAV | gen2_t8_halogen | Georgia | 33.5266 | D: Buildings with Hydronically Heated Multizone Systems | 0.00065793 | 0.00076476 | 0 | 0 | 0 | 0.0033315 | 0.00038756 | 0.00024954 | 2.4523e-05 | 0.00017087 | 0.0038732 | 0.00014609 | 0 | 0 | 0 | 0.0072047 | 0.00053365 | 0.00024954 | 2.4523e-05 | 0.00017087 | 0.0081833 | 71533.5948
68318 | dr_0004 | Demand Flexibility, Lighting Control, Load Shed for Daily GHG Emission Reduction | TRUE | 1.2174 | Education | GA, Bibb County | 8001_12000 | Zone-by-Zone | gen2_t8_halogen | Georgia | 29.7986 | I: Non-Lodging Buildings with Zone-by-Zone Systems | 0.00010482 | 0.00012898 | 0 | 0 | 0 | 0.00055706 | 2.3297e-05 | 0.00016334 | 0.00011647 | 2.3632e-05 | 0.00032994 | 0 | 2.407e-05 | 0 | 0 | 0.000887 | 2.3297e-05 | 0.00016334 | 0.00011647 | 4.7702e-05 | 0.0012378 | 12174.15
81252 | dr_0004 | Demand Flexibility, Lighting Control, Load Shed for Daily GHG Emission Reduction | TRUE | 0.47343 | Education | GA, Bibb County | 150001_200000 | Multizone CAV/VAV | gen2_t8_halogen | Georgia | 17.662 | D: Buildings with Hydronically Heated Multizone Systems | 0.00038218 | 0.00045976 | 0 | 0 | 0 | 0.0014434 | 0.00034474 | 0.00041935 | 4.7906e-05 | 0.00015426 | 0.0024819 | 0 | 0.00010151 | 0 | 0 | 0.0039252 | 0.00034474 | 0.00041935 | 4.7906e-05 | 0.00025577 | 0.004993 | 82850.4012
34366 | pkg_0001 | Package 1, Wall & Roof Insulation + New Windows | TRUE | 1.3191 | Education | GA, Bibb County | 30001_40000 | Multizone CAV/VAV | gen2_t8_halogen | Georgia | 15.2988 | D: Buildings with Hydronically Heated Multizone Systems | 0.00020698 | 0.00024034 | 0 | 0 | 0 | 0.00070905 | 0.0001165 | 0.00053403 | 8.2806e-05 | 7.2491e-05 | 0.00063642 | 0.00013468 | 0.00012413 | 0 | 0 | 0.0013455 | 0.00025118 | 0.00053403 | 8.2806e-05 | 0.00019662 | 0.0024101 | 46169.1007
34367 | pkg_0001 | Package 1, Wall & Roof Insulation + New Windows | TRUE | 2.3971 | Education | GA, Bibb County | 40001_52000 | Multizone CAV/VAV | gen4_led | Georgia | 17.2444 | D: Buildings with Hydronically Heated Multizone Systems | 0.00052226 | 0.00063342 | 0 | 0 | 0 | 0.0022981 | 0.00016158 | 0.0010457 | 0.00015045 | 0.00016281 | 0.0023726 | 0 | 0.00029679 | 0 | 0 | 0.0046707 | 0.00016158 | 0.0010457 | 0.00015045 | 0.0004596 | 0.0064881 | 110265.8822
34368 | pkg_0001 | Package 1, Wall & Roof Insulation + New Windows | TRUE | 0.81784 | Education | GA, Bibb County | 64001_70000 | Multizone CAV/VAV | gen2_t8_halogen | Georgia | 16.7182 | D: Buildings with Hydronically Heated Multizone Systems | 0.00024719 | 0.0003246 | 0 | 0 | 0 | 0.0014007 | 0.00017484 | 0.00037351 | 5.499e-05 | 0.00020705 | 0.00075087 | 0.00016389 | 0 | 0 | 0 | 0.0021515 | 0.00033873 | 0.00037351 | 5.499e-05 | 0.00020705 | 0.0031258 | 54795.4663
34369 | pkg_0001 | Package 1, Wall & Roof Insulation + New Windows | TRUE | 2.2512 | Education | GA, Bibb County | 52001_64000 | Multizone CAV/VAV | gen2_t8_halogen | Georgia | 18.0109 | D: Buildings with Hydronically Heated Multizone Systems | 0.00071979 | 0.00087818 | 0 | 0 | 0 | 0.0045017 | 0.00043564 | 0.001279 | 0.00015134 | 0.00016571 | 0.0011483 | 0 | 0.00034261 | 0 | 0 | 0.00565 | 0.00043564 | 0.001279 | 0.00015134 | 0.00050832 | 0.0080242 | 130569.7258
34370 | pkg_0001 | Package 1, Wall & Roof Insulation + New Windows | TRUE | 0.29875 | Education | GA, Bibb County | 100001_150000 | Multizone CAV/VAV | gen4_led | Georgia | 16.4111 | D: Buildings with Hydronically Heated Multizone Systems | 0.00016479 | 0.00020778 | 0 | 0 | 0 | 0.00091786 | 5.8676e-05 | 0.00025696 | 1.9855e-05 | 4.6628e-05 | 0.00069484 | 0 | 9.6322e-05 | 0 | 0 | 0.0016127 | 5.8676e-05 | 0.00025696 | 1.9855e-05 | 0.00014295 | 0.0020911 | 37343.657
34371 | pkg_0001 | Package 1, Wall & Roof Insulation + New Windows | TRUE | 0.95433 | Education | GA, Bibb County | 70001_80000 | Multizone CAV/VAV | gen4_led | Georgia | 29.4479 | D: Buildings with Hydronically Heated Multizone Systems | 0.00060272 | 0.00068863 | 0 | 0 | 0 | 0.0029996 | 0.00014092 | 0.00067519 | 6.2494e-05 | 9.7011e-05 | 0.0030278 | 0 | 0.00018882 | 0 | 0 | 0.0060274 | 0.00014092 | 0.00067519 | 6.2494e-05 | 0.00028583 | 0.0071918 | 71574.4554
34373 | pkg_0001 | Package 1, Wall & Roof Insulation + New Windows | TRUE | 0.55594 | Education | GA, Bibb County | 80001_100000 | Multizone CAV/VAV | gen2_t8_halogen | Georgia | 15.4419 | D: Buildings with Hydronically Heated Multizone Systems | 0.00019705 | 0.00027776 | 0 | 0 | 0 | 0.00147 | 6.7099e-05 | 0.00030268 | 3.6864e-05 | 6.4317e-05 | 0.00057048 | 0 | 0.00012488 | 0 | 0 | 0.0020405 | 6.7099e-05 | 0.00030268 | 3.6864e-05 | 0.00018919 | 0.0026363 | 50034.6238
42214 | pkg_0001 | Package 1, Wall & Roof Insulation + New Windows | TRUE | 1.762 | Education | GA, Bibb County | 12001_30000 | Zone-by-Zone | gen4_led | Georgia | 14.247 | I: Non-Lodging Buildings with Zone-by-Zone Systems | 0.00016963 | 0.00020774 | 0 | 0 | 0 | 0.00090012 | 0.00010537 | 0.00041223 | 0.00011707 | 0.00013758 | 0.00012648 | 0 | 0 | 0 | 0 | 0.0010266 | 0.00010537 | 0.00041223 | 0.00011707 | 0.00013758 | 0.0017988 | 37002.9884
51971 | pkg_0001 | Package 1, Wall & Roof Insulation + New Windows | TRUE | 15.4235 | Education | GA, Bibb County | 3001_8000 | Zone-by-Zone | gen2_t8_halogen | Georgia | 28.4641 | I: Non-Lodging Buildings with Zone-by-Zone Systems | 0.00082625 | 0.00098182 | 0 | 0 | 0 | 0.0049835 | 0.00023171 | 0.0012112 | 0.0014989 | 0.00031372 | 0 | 0 | 0 | 0 | 0 | 0.0049835 | 0.00023171 | 0.0012112 | 0.0014989 | 0.00031372 | 0.0082389 | 84829.2891
62361 | pkg_0001 | Package 1, Wall & Roof Insulation + New Windows | TRUE | 0.23845 | Education | GA, Bibb County | 200001_400000 | Multizone CAV/VAV | gen2_t8_halogen | Georgia | 30.9124 | D: Buildings with Hydronically Heated Multizone Systems | 0.00060481 | 0.00070671 | 0 | 0 | 0 | 0.0029993 | 0.00038756 | 0.0002873 | 2.4557e-05 | 0.00017087 | 0.0035295 | 0.00014609 | 0 | 0 | 0 | 0.0065288 | 0.00053365 | 0.0002873 | 2.4557e-05 | 0.00017087 | 0.0075452 | 71533.5948
68318 | pkg_0001 | Package 1, Wall & Roof Insulation + New Windows | TRUE | 1.2174 | Education | GA, Bibb County | 8001_12000 | Zone-by-Zone | gen2_t8_halogen | Georgia | 25.0589 | I: Non-Lodging Buildings with Zone-by-Zone Systems | 8.9519e-05 | 0.00010758 | 0 | 0 | 0 | 0.00039058 | 2.3297e-05 | 0.00017256 | 0.00011644 | 2.3632e-05 | 0.00029036 | 0 | 2.407e-05 | 0 | 0 | 0.00068094 | 2.3297e-05 | 0.00017256 | 0.00011644 | 4.7702e-05 | 0.0010409 | 12174.15
81252 | pkg_0001 | Package 1, Wall & Roof Insulation + New Windows | TRUE | 0.47343 | Education | GA, Bibb County | 150001_200000 | Multizone CAV/VAV | gen2_t8_halogen | Georgia | 15.799 | D: Buildings with Hydronically Heated Multizone Systems | 0.00034511 | 0.00041466 | 0 | 0 | 0 | 0.0012207 | 0.00034474 | 0.00045282 | 4.7848e-05 | 0.00015426 | 0.0021444 | 0 | 0.00010151 | 0 | 0 | 0.0033651 | 0.00034474 | 0.00045282 | 4.7848e-05 | 0.00025577 | 0.0044663 | 82850.4012
34366 | pkg_0002 | Package 2, LED Lighting + Variable Speed HP RTU or HP Boilers | TRUE | 1.3191 | Education | GA, Bibb County | 30001_40000 | Multizone CAV/VAV | gen2_t8_halogen | Georgia | 13.654 | D: Buildings with Hydronically Heated Multizone Systems | 0.00020396 | 0.00024278 | 0 | 0 | 0 | 0.0011784 | 0.0001165 | 0.00044228 | 8.2556e-05 | 7.2491e-05 | 0 | 0.00013468 | 0.00012413 | 0 | 0 | 0.0011784 | 0.00025118 | 0.00044228 | 8.2556e-05 | 0.00019662 | 0.002151 | 46169.1007
34367 | pkg_0002 | Package 2, LED Lighting + Variable Speed HP RTU or HP Boilers | TRUE | 2.3971 | Education | GA, Bibb County | 40001_52000 | Multizone CAV/VAV | gen4_led | Georgia | 14.1075 | D: Buildings with Hydronically Heated Multizone Systems | 0.00047685 | 0.00061699 | 0 | 0 | 0 | 0.0034896 | 0.00016158 | 0.0010457 | 0.00015138 | 0.00016279 | 0 | 0 | 0.00029675 | 0 | 0 | 0.0034896 | 0.00016158 | 0.0010457 | 0.00015138 | 0.00045953 | 0.0053079 | 110265.8822
34368 | pkg_0002 | Package 2, LED Lighting + Variable Speed HP RTU or HP Boilers | TRUE | 0.81784 | Education | GA, Bibb County | 64001_70000 | Multizone CAV/VAV | gen2_t8_halogen | Georgia | 15.6937 | D: Buildings with Hydronically Heated Multizone Systems | 0.0002482 | 0.00034109 | 0 | 0 | 0 | 0.0020183 | 0.00017484 | 0.00031514 | 5.5013e-05 | 0.00020705 | 0 | 0.00016389 | 0 | 0 | 0 | 0.0020183 | 0.00033873 | 0.00031514 | 5.5013e-05 | 0.00020705 | 0.0029342 | 54795.4663
34369 | pkg_0002 | Package 2, LED Lighting + Variable Speed HP RTU or HP Boilers | TRUE | 2.2512 | Education | GA, Bibb County | 52001_64000 | Multizone CAV/VAV | gen2_t8_halogen | Georgia | 17.0733 | D: Buildings with Hydronically Heated Multizone Systems | 0.00071265 | 0.00088852 | 0 | 0 | 0 | 0.0054957 | 0.00043564 | 0.001016 | 0.00015094 | 0.00016571 | 0 | 0 | 0.00034261 | 0 | 0 | 0.0054957 | 0.00043564 | 0.001016 | 0.00015094 | 0.00050832 | 0.0076065 | 130569.7258
34370 | pkg_0002 | Package 2, LED Lighting + Variable Speed HP RTU or HP Boilers | TRUE | 0.29875 | Education | GA, Bibb County | 100001_150000 | Multizone CAV/VAV | gen4_led | Georgia | 14.2795 | D: Buildings with Hydronically Heated Multizone Systems | 0.00016385 | 0.00021179 | 0 | 0 | 0 | 0.0013411 | 5.8676e-05 | 0.00025696 | 1.9867e-05 | 4.6628e-05 | 0 | 0 | 9.6322e-05 | 0 | 0 | 0.0013411 | 5.8676e-05 | 0.00025696 | 1.9867e-05 | 0.00014295 | 0.0018195 | 37343.657
34371 | pkg_0002 | Package 2, LED Lighting + Variable Speed HP RTU or HP Boilers | TRUE | 0.95433 | Education | GA, Bibb County | 70001_80000 | Multizone CAV/VAV | gen4_led | Georgia | 22.3511 | D: Buildings with Hydronically Heated Multizone Systems | 0.00055575 | 0.00064061 | 0 | 0 | 0 | 0.0042943 | 0.00014092 | 0.00067519 | 6.2439e-05 | 9.7011e-05 | 0 | 0 | 0.00018882 | 0 | 0 | 0.0042943 | 0.00014092 | 0.00067519 | 6.2439e-05 | 0.00028583 | 0.0054586 | 71574.4554
34373 | pkg_0002 | Package 2, LED Lighting + Variable Speed HP RTU or HP Boilers | TRUE | 0.55594 | Education | GA, Bibb County | 80001_100000 | Multizone CAV/VAV | gen2_t8_halogen | Georgia | 15.1946 | D: Buildings with Hydronically Heated Multizone Systems | 0.00020841 | 0.0003026 | 0 | 0 | 0 | 0.0020401 | 6.7099e-05 | 0.0002608 | 3.6906e-05 | 6.4317e-05 | 0 | 0 | 0.00012488 | 0 | 0 | 0.0020401 | 6.7099e-05 | 0.0002608 | 3.6906e-05 | 0.00018919 | 0.0025941 | 50034.6238
42214 | pkg_0002 | Package 2, LED Lighting + Variable Speed HP RTU or HP Boilers | TRUE | 1.762 | Education | GA, Bibb County | 12001_30000 | Zone-by-Zone | gen4_led | Georgia | 17.3247 | I: Non-Lodging Buildings with Zone-by-Zone Systems | 0.00020843 | 0.00025588 | 0 | 0 | 0 | 0.0013236 | 0.00010537 | 0.00041223 | 0.00011716 | 0.00013758 | 9.1438e-05 | 0 | 0 | 0 | 0 | 0.0014151 | 0.00010537 | 0.00041223 | 0.00011716 | 0.00013758 | 0.0021874 | 37002.9884
51971 | pkg_0002 | Package 2, LED Lighting + Variable Speed HP RTU or HP Boilers | TRUE | 15.4235 | Education | GA, Bibb County | 3001_8000 | Zone-by-Zone | gen2_t8_halogen | Georgia | 36.9121 | I: Non-Lodging Buildings with Zone-by-Zone Systems | 0.0010292 | 0.0012732 | 0 | 0 | 0 | 0.0076442 | 0.00023171 | 0.00099568 | 0.0014989 | 0.00031372 | 0 | 0 | 0 | 0 | 0 | 0.0076442 | 0.00023171 | 0.00099568 | 0.0014989 | 0.00031372 | 0.010684 | 84829.2891
62361 | pkg_0002 | Package 2, LED Lighting + Variable Speed HP RTU or HP Boilers | TRUE | 0.23845 | Education | GA, Bibb County | 200001_400000 | Multizone CAV/VAV | gen2_t8_halogen | Georgia | 22.2853 | D: Buildings with Hydronically Heated Multizone Systems | 0.00052891 | 0.00064056 | 0 | 0 | 0 | 0.0044881 | 0.00038756 | 0.00022237 | 2.4508e-05 | 0.00017087 | 0 | 0.00014609 | 0 | 0 | 0 | 0.0044881 | 0.00053365 | 0.00022237 | 2.4508e-05 | 0.00017087 | 0.0054395 | 71533.5948
68318 | pkg_0002 | Package 2, LED Lighting + Variable Speed HP RTU or HP Boilers | TRUE | 1.2174 | Education | GA, Bibb County | 8001_12000 | Zone-by-Zone | gen2_t8_halogen | Georgia | 24.62 | I: Non-Lodging Buildings with Zone-by-Zone Systems | 9.4913e-05 | 0.00012061 | 0 | 0 | 0 | 0.00069414 | 2.3297e-05 | 0.00014112 | 0.00011646 | 2.3632e-05 | 0 | 0 | 2.407e-05 | 0 | 0 | 0.00069414 | 2.3297e-05 | 0.00014112 | 0.00011646 | 4.7702e-05 | 0.0010227 | 12174.15
81252 | pkg_0002 | Package 2, LED Lighting + Variable Speed HP RTU or HP Boilers | TRUE | 0.47343 | Education | GA, Bibb County | 150001_200000 | Multizone CAV/VAV | gen2_t8_halogen | Georgia | 11.2951 | D: Buildings with Hydronically Heated Multizone Systems | 0.00029771 | 0.0003752 | 0 | 0 | 0 | 0.0021707 | 0.00034474 | 0.000374 | 4.7879e-05 | 0.00015426 | 0 | 0 | 0.00010151 | 0 | 0 | 0.0021707 | 0.00034474 | 0.000374 | 4.7879e-05 | 0.00025577 | 0.0031931 | 82850.4012
34366 | pkg_0003 | Package 3, LED Lighting + Standard Performance HP RTU or HP Boilers | TRUE | 1.3191 | Education | GA, Bibb County | 30001_40000 | Multizone CAV/VAV | gen2_t8_halogen | Georgia | 13.654 | D: Buildings with Hydronically Heated Multizone Systems | 0.00020396 | 0.00024278 | 0 | 0 | 0 | 0.0011784 | 0.0001165 | 0.00044228 | 8.2556e-05 | 7.2491e-05 | 0 | 0.00013468 | 0.00012413 | 0 | 0 | 0.0011784 | 0.00025118 | 0.00044228 | 8.2556e-05 | 0.00019662 | 0.002151 | 46169.1007
34367 | pkg_0003 | Package 3, LED Lighting + Standard Performance HP RTU or HP Boilers | TRUE | 2.3971 | Education | GA, Bibb County | 40001_52000 | Multizone CAV/VAV | gen4_led | Georgia | 14.1075 | D: Buildings with Hydronically Heated Multizone Systems | 0.00047684 | 0.00061699 | 0 | 0 | 0 | 0.0034896 | 0.00016158 | 0.0010457 | 0.00015138 | 0.00016279 | 0 | 0 | 0.00029672 | 0 | 0 | 0.0034896 | 0.00016158 | 0.0010457 | 0.00015138 | 0.00045951 | 0.0053078 | 110265.8822
34368 | pkg_0003 | Package 3, LED Lighting + Standard Performance HP RTU or HP Boilers | TRUE | 0.81784 | Education | GA, Bibb County | 64001_70000 | Multizone CAV/VAV | gen2_t8_halogen | Georgia | 15.6937 | D: Buildings with Hydronically Heated Multizone Systems | 0.0002482 | 0.00034109 | 0 | 0 | 0 | 0.0020183 | 0.00017484 | 0.00031514 | 5.5013e-05 | 0.00020705 | 0 | 0.00016389 | 0 | 0 | 0 | 0.0020183 | 0.00033873 | 0.00031514 | 5.5013e-05 | 0.00020705 | 0.0029342 | 54795.4663
34369 | pkg_0003 | Package 3, LED Lighting + Standard Performance HP RTU or HP Boilers | TRUE | 2.2512 | Education | GA, Bibb County | 52001_64000 | Multizone CAV/VAV | gen2_t8_halogen | Georgia | 17.0733 | D: Buildings with Hydronically Heated Multizone Systems | 0.00071265 | 0.00088852 | 0 | 0 | 0 | 0.0054957 | 0.00043564 | 0.001016 | 0.00015094 | 0.00016571 | 0 | 0 | 0.00034261 | 0 | 0 | 0.0054957 | 0.00043564 | 0.001016 | 0.00015094 | 0.00050832 | 0.0076065 | 130569.7258
34370 | pkg_0003 | Package 3, LED Lighting + Standard Performance HP RTU or HP Boilers | TRUE | 0.29875 | Education | GA, Bibb County | 100001_150000 | Multizone CAV/VAV | gen4_led | Georgia | 14.2795 | D: Buildings with Hydronically Heated Multizone Systems | 0.00016385 | 0.00021179 | 0 | 0 | 0 | 0.0013411 | 5.8676e-05 | 0.00025696 | 1.9867e-05 | 4.6628e-05 | 0 | 0 | 9.6322e-05 | 0 | 0 | 0.0013411 | 5.8676e-05 | 0.00025696 | 1.9867e-05 | 0.00014295 | 0.0018195 | 37343.657
34371 | pkg_0003 | Package 3, LED Lighting + Standard Performance HP RTU or HP Boilers | TRUE | 0.95433 | Education | GA, Bibb County | 70001_80000 | Multizone CAV/VAV | gen4_led | Georgia | 22.3511 | D: Buildings with Hydronically Heated Multizone Systems | 0.00055575 | 0.00064061 | 0 | 0 | 0 | 0.0042943 | 0.00014092 | 0.00067519 | 6.2439e-05 | 9.7011e-05 | 0 | 0 | 0.00018882 | 0 | 0 | 0.0042943 | 0.00014092 | 0.00067519 | 6.2439e-05 | 0.00028583 | 0.0054586 | 71574.4554
34373 | pkg_0003 | Package 3, LED Lighting + Standard Performance HP RTU or HP Boilers | TRUE | 0.55594 | Education | GA, Bibb County | 80001_100000 | Multizone CAV/VAV | gen2_t8_halogen | Georgia | 15.1946 | D: Buildings with Hydronically Heated Multizone Systems | 0.00020841 | 0.0003026 | 0 | 0 | 0 | 0.0020401 | 6.7099e-05 | 0.0002608 | 3.6906e-05 | 6.4317e-05 | 0 | 0 | 0.00012488 | 0 | 0 | 0.0020401 | 6.7099e-05 | 0.0002608 | 3.6906e-05 | 0.00018919 | 0.0025941 | 50034.6238
42214 | pkg_0003 | Package 3, LED Lighting + Standard Performance HP RTU or HP Boilers | TRUE | 1.762 | Education | GA, Bibb County | 12001_30000 | Zone-by-Zone | gen4_led | Georgia | 17.3247 | I: Non-Lodging Buildings with Zone-by-Zone Systems | 0.00020843 | 0.00025588 | 0 | 0 | 0 | 0.0013236 | 0.00010537 | 0.00041223 | 0.00011716 | 0.00013758 | 9.1438e-05 | 0 | 0 | 0 | 0 | 0.0014151 | 0.00010537 | 0.00041223 | 0.00011716 | 0.00013758 | 0.0021874 | 37002.9884
51971 | pkg_0003 | Package 3, LED Lighting + Standard Performance HP RTU or HP Boilers | TRUE | 15.4235 | Education | GA, Bibb County | 3001_8000 | Zone-by-Zone | gen2_t8_halogen | Georgia | 36.9121 | I: Non-Lodging Buildings with Zone-by-Zone Systems | 0.0010292 | 0.0012732 | 0 | 0 | 0 | 0.0076442 | 0.00023171 | 0.00099568 | 0.0014989 | 0.00031372 | 0 | 0 | 0 | 0 | 0 | 0.0076442 | 0.00023171 | 0.00099568 | 0.0014989 | 0.00031372 | 0.010684 | 84829.2891
62361 | pkg_0003 | Package 3, LED Lighting + Standard Performance HP RTU or HP Boilers | TRUE | 0.23845 | Education | GA, Bibb County | 200001_400000 | Multizone CAV/VAV | gen2_t8_halogen | Georgia | 22.2853 | D: Buildings with Hydronically Heated Multizone Systems | 0.00052891 | 0.00064056 | 0 | 0 | 0 | 0.0044881 | 0.00038756 | 0.00022237 | 2.4508e-05 | 0.00017087 | 0 | 0.00014609 | 0 | 0 | 0 | 0.0044881 | 0.00053365 | 0.00022237 | 2.4508e-05 | 0.00017087 | 0.0054395 | 71533.5948
68318 | pkg_0003 | Package 3, LED Lighting + Standard Performance HP RTU or HP Boilers | TRUE | 1.2174 | Education | GA, Bibb County | 8001_12000 | Zone-by-Zone | gen2_t8_halogen | Georgia | 24.62 | I: Non-Lodging Buildings with Zone-by-Zone Systems | 9.4913e-05 | 0.00012061 | 0 | 0 | 0 | 0.00069414 | 2.3297e-05 | 0.00014112 | 0.00011646 | 2.3632e-05 | 0 | 0 | 2.407e-05 | 0 | 0 | 0.00069414 | 2.3297e-05 | 0.00014112 | 0.00011646 | 4.7702e-05 | 0.0010227 | 12174.15
81252 | pkg_0003 | Package 3, LED Lighting + Standard Performance HP RTU or HP Boilers | TRUE | 0.47343 | Education | GA, Bibb County | 150001_200000 | Multizone CAV/VAV | gen2_t8_halogen | Georgia | 11.2951 | D: Buildings with Hydronically Heated Multizone Systems | 0.00029771 | 0.0003752 | 0 | 0 | 0 | 0.0021707 | 0.00034474 | 0.000374 | 4.7879e-05 | 0.00015426 | 0 | 0 | 0.00010151 | 0 | 0 | 0.0021707 | 0.00034474 | 0.000374 | 4.7879e-05 | 0.00025577 | 0.0031931 | 82850.4012
34366 | pkg_0004 | Package 4, Package 1 + Package 2 | TRUE | 1.3191 | Education | GA, Bibb County | 30001_40000 | Multizone CAV/VAV | gen2_t8_halogen | Georgia | 12.6618 | D: Buildings with Hydronically Heated Multizone Systems | 0.00018729 | 0.00022415 | 0 | 0 | 0 | 0.0010222 | 0.0001165 | 0.00044228 | 8.2419e-05 | 7.2491e-05 | 0 | 0.00013468 | 0.00012413 | 0 | 0 | 0.0010222 | 0.00025118 | 0.00044228 | 8.2419e-05 | 0.00019662 | 0.0019947 | 46169.1007
34367 | pkg_0004 | Package 4, Package 1 + Package 2 | TRUE | 2.3971 | Education | GA, Bibb County | 40001_52000 | Multizone CAV/VAV | gen4_led | Georgia | 12.9672 | D: Buildings with Hydronically Heated Multizone Systems | 0.00043829 | 0.00056586 | 0 | 0 | 0 | 0.0030614 | 0.00016158 | 0.0010457 | 0.00015045 | 0.00016281 | 0 | 0 | 0.00029679 | 0 | 0 | 0.0030614 | 0.00016158 | 0.0010457 | 0.00015045 | 0.0004596 | 0.0048788 | 110265.8822
34368 | pkg_0004 | Package 4, Package 1 + Package 2 | TRUE | 0.81784 | Education | GA, Bibb County | 64001_70000 | Multizone CAV/VAV | gen2_t8_halogen | Georgia | 13.6513 | D: Buildings with Hydronically Heated Multizone Systems | 0.00021582 | 0.00029558 | 0 | 0 | 0 | 0.0016365 | 0.00017484 | 0.00031514 | 5.4951e-05 | 0.00020705 | 0 | 0.00016389 | 0 | 0 | 0 | 0.0016365 | 0.00033873 | 0.00031514 | 5.4951e-05 | 0.00020705 | 0.0025524 | 54795.4663
34369 | pkg_0004 | Package 4, Package 1 + Package 2 | TRUE | 2.2512 | Education | GA, Bibb County | 52001_64000 | Multizone CAV/VAV | gen2_t8_halogen | Georgia | 15.9054 | D: Buildings with Hydronically Heated Multizone Systems | 0.00066681 | 0.00082651 | 0 | 0 | 0 | 0.0049753 | 0.00043564 | 0.001016 | 0.00015098 | 0.00016571 | 0 | 0 | 0.00034261 | 0 | 0 | 0.0049753 | 0.00043564 | 0.001016 | 0.00015098 | 0.00050832 | 0.0070862 | 130569.7258
34370 | pkg_0004 | Package 4, Package 1 + Package 2 | TRUE | 0.29875 | Education | GA, Bibb County | 100001_150000 | Multizone CAV/VAV | gen4_led | Georgia | 12.8577 | D: Buildings with Hydronically Heated Multizone Systems | 0.00014592 | 0.0001902 | 0 | 0 | 0 | 0.0011599 | 5.8676e-05 | 0.00025696 | 1.9855e-05 | 4.6628e-05 | 0 | 0 | 9.6322e-05 | 0 | 0 | 0.0011599 | 5.8676e-05 | 0.00025696 | 1.9855e-05 | 0.00014295 | 0.0016384 | 37343.657
34371 | pkg_0004 | Package 4, Package 1 + Package 2 | TRUE | 0.95433 | Education | GA, Bibb County | 70001_80000 | Multizone CAV/VAV | gen4_led | Georgia | 21.3883 | D: Buildings with Hydronically Heated Multizone Systems | 0.00053042 | 0.00061259 | 0 | 0 | 0 | 0.0040591 | 0.00014092 | 0.00067519 | 6.2485e-05 | 9.7011e-05 | 0 | 0 | 0.00018882 | 0 | 0 | 0.0040591 | 0.00014092 | 0.00067519 | 6.2485e-05 | 0.00028583 | 0.0052235 | 71574.4554
34373 | pkg_0004 | Package 4, Package 1 + Package 2 | TRUE | 0.55594 | Education | GA, Bibb County | 80001_100000 | Multizone CAV/VAV | gen2_t8_halogen | Georgia | 13.1205 | D: Buildings with Hydronically Heated Multizone Systems | 0.00017463 | 0.0002604 | 0 | 0 | 0 | 0.0016861 | 6.7099e-05 | 0.0002608 | 3.6764e-05 | 6.4317e-05 | 0 | 0 | 0.00012488 | 0 | 0 | 0.0016861 | 6.7099e-05 | 0.0002608 | 3.6764e-05 | 0.00018919 | 0.00224 | 50034.6238
42214 | pkg_0004 | Package 4, Package 1 + Package 2 | TRUE | 1.762 | Education | GA, Bibb County | 12001_30000 | Zone-by-Zone | gen4_led | Georgia | 13.6475 | I: Non-Lodging Buildings with Zone-by-Zone Systems | 0.00016607 | 0.00020448 | 0 | 0 | 0 | 0.00093452 | 0.00010537 | 0.00041223 | 0.00011707 | 0.00013758 | 1.635e-05 | 0 | 0 | 0 | 0 | 0.00095087 | 0.00010537 | 0.00041223 | 0.00011707 | 0.00013758 | 0.0017231 | 37002.9884
51971 | pkg_0004 | Package 4, Package 1 + Package 2 | TRUE | 15.4235 | Education | GA, Bibb County | 3001_8000 | Zone-by-Zone | gen2_t8_halogen | Georgia | 27.6222 | I: Non-Lodging Buildings with Zone-by-Zone Systems | 0.00080252 | 0.00095278 | 0 | 0 | 0 | 0.0049554 | 0.00023171 | 0.00099568 | 0.0014989 | 0.00031372 | 0 | 0 | 0 | 0 | 0 | 0.0049554 | 0.00023171 | 0.00099568 | 0.0014989 | 0.00031372 | 0.0079952 | 84829.2891
62361 | pkg_0004 | Package 4, Package 1 + Package 2 | TRUE | 0.23845 | Education | GA, Bibb County | 200001_400000 | Multizone CAV/VAV | gen2_t8_halogen | Georgia | 20.9609 | D: Buildings with Hydronically Heated Multizone Systems | 0.00049217 | 0.00060204 | 0 | 0 | 0 | 0.0041648 | 0.00038756 | 0.00022237 | 2.4521e-05 | 0.00017087 | 0 | 0.00014609 | 0 | 0 | 0 | 0.0041648 | 0.00053365 | 0.00022237 | 2.4521e-05 | 0.00017087 | 0.0051162 | 71533.5948
68318 | pkg_0004 | Package 4, Package 1 + Package 2 | TRUE | 1.2174 | Education | GA, Bibb County | 8001_12000 | Zone-by-Zone | gen2_t8_halogen | Georgia | 20.2492 | I: Non-Lodging Buildings with Zone-by-Zone Systems | 7.9191e-05 | 9.8977e-05 | 0 | 0 | 0 | 0.00051261 | 2.3297e-05 | 0.00014112 | 0.00011643 | 2.3632e-05 | 0 | 0 | 2.407e-05 | 0 | 0 | 0.00051261 | 2.3297e-05 | 0.00014112 | 0.00011643 | 4.7702e-05 | 0.00084115 | 12174.15
81252 | pkg_0004 | Package 4, Package 1 + Package 2 | TRUE | 0.47343 | Education | GA, Bibb County | 150001_200000 | Multizone CAV/VAV | gen2_t8_halogen | Georgia | 10.2067 | D: Buildings with Hydronically Heated Multizone Systems | 0.00026683 | 0.00033853 | 0 | 0 | 0 | 0.001863 | 0.00034474 | 0.000374 | 4.7839e-05 | 0.00015426 | 0 | 0 | 0.00010151 | 0 | 0 | 0.001863 | 0.00034474 | 0.000374 | 4.7839e-05 | 0.00025577 | 0.0028854 | 82850.4012
34366 | pkg_0005 | Package 5, Variable Speed HP RTU or HP Boilers + Economizer + DCV + Energy Recovery | TRUE | 1.3191 | Education | GA, Bibb County | 30001_40000 | Multizone CAV/VAV | gen2_t8_halogen | Georgia | 13.2133 | D: Buildings with Hydronically Heated Multizone Systems | 0.00019522 | 0.00023451 | 0 | 0 | 0 | 0.0010168 | 0.0001165 | 0.00053403 | 8.2919e-05 | 7.2491e-05 | 0 | 0.00013468 | 0.00012413 | 0 | 0 | 0.0010168 | 0.00025118 | 0.00053403 | 8.2919e-05 | 0.00019662 | 0.0020816 | 46169.1007
34367 | pkg_0005 | Package 5, Variable Speed HP RTU or HP Boilers + Economizer + DCV + Energy Recovery | TRUE | 2.3971 | Education | GA, Bibb County | 40001_52000 | Multizone CAV/VAV | gen4_led | Georgia | 12.4858 | D: Buildings with Hydronically Heated Multizone Systems | 0.00042234 | 0.00054428 | 0 | 0 | 0 | 0.0028793 | 0.00016158 | 0.0010457 | 0.00015147 | 0.00016281 | 0 | 0 | 0.00029679 | 0 | 0 | 0.0028793 | 0.00016158 | 0.0010457 | 0.00015147 | 0.0004596 | 0.0046977 | 110265.8822
34368 | pkg_0005 | Package 5, Variable Speed HP RTU or HP Boilers + Economizer + DCV + Energy Recovery | TRUE | 0.81784 | Education | GA, Bibb County | 64001_70000 | Multizone CAV/VAV | gen2_t8_halogen | Georgia | 15.2138 | D: Buildings with Hydronically Heated Multizone Systems | 0.00023967 | 0.0003304 | 0 | 0 | 0 | 0.0018702 | 0.00017484 | 0.00037351 | 5.5068e-05 | 0.00020704 | 0 | 0.00016389 | 0 | 0 | 0 | 0.0018702 | 0.00033873 | 0.00037351 | 5.5068e-05 | 0.00020704 | 0.0028445 | 54795.4663
34369 | pkg_0005 | Package 5, Variable Speed HP RTU or HP Boilers + Economizer + DCV + Energy Recovery | TRUE | 2.2512 | Education | GA, Bibb County | 52001_64000 | Multizone CAV/VAV | gen2_t8_halogen | Georgia | 16.5284 | D: Buildings with Hydronically Heated Multizone Systems | 0.00069493 | 0.00085959 | 0 | 0 | 0 | 0.0049895 | 0.00043564 | 0.001279 | 0.00015137 | 0.00016571 | 0 | 0 | 0.00034261 | 0 | 0 | 0.0049895 | 0.00043564 | 0.001279 | 0.00015137 | 0.00050832 | 0.0073638 | 130569.7258
34370 | pkg_0005 | Package 5, Variable Speed HP RTU or HP Boilers + Economizer + DCV + Energy Recovery | TRUE | 0.29875 | Education | GA, Bibb County | 100001_150000 | Multizone CAV/VAV | gen4_led | Georgia | 12.8495 | D: Buildings with Hydronically Heated Multizone Systems | 0.00014821 | 0.00019007 | 0 | 0 | 0 | 0.0011589 | 5.8676e-05 | 0.00025696 | 1.9869e-05 | 4.6628e-05 | 0 | 0 | 9.6322e-05 | 0 | 0 | 0.0011589 | 5.8676e-05 | 0.00025696 | 1.9869e-05 | 0.00014295 | 0.0016373 | 37343.657
34371 | pkg_0005 | Package 5, Variable Speed HP RTU or HP Boilers + Economizer + DCV + Energy Recovery | TRUE | 0.95433 | Education | GA, Bibb County | 70001_80000 | Multizone CAV/VAV | gen4_led | Georgia | 20.4841 | D: Buildings with Hydronically Heated Multizone Systems | 0.0005076 | 0.00058627 | 0 | 0 | 0 | 0.0038383 | 0.00014092 | 0.00067519 | 6.2449e-05 | 9.7011e-05 | 0 | 0 | 0.00018882 | 0 | 0 | 0.0038383 | 0.00014092 | 0.00067519 | 6.2449e-05 | 0.00028583 | 0.0050027 | 71574.4554
34373 | pkg_0005 | Package 5, Variable Speed HP RTU or HP Boilers + Economizer + DCV + Energy Recovery | TRUE | 0.55594 | Education | GA, Bibb County | 80001_100000 | Multizone CAV/VAV | gen2_t8_halogen | Georgia | 13.7802 | D: Buildings with Hydronically Heated Multizone Systems | 0.00018807 | 0.00027382 | 0 | 0 | 0 | 0.0017567 | 6.7099e-05 | 0.00030268 | 3.6996e-05 | 6.4317e-05 | 0 | 0 | 0.00012488 | 0 | 0 | 0.0017567 | 6.7099e-05 | 0.00030268 | 3.6996e-05 | 0.00018919 | 0.0023526 | 50034.6238
42214 | pkg_0005 | Package 5, Variable Speed HP RTU or HP Boilers + Economizer + DCV + Energy Recovery | TRUE | 1.762 | Education | GA, Bibb County | 12001_30000 | Zone-by-Zone | gen4_led | Georgia | 17.3247 | I: Non-Lodging Buildings with Zone-by-Zone Systems | 0.00020843 | 0.00025588 | 0 | 0 | 0 | 0.0013236 | 0.00010537 | 0.00041223 | 0.00011716 | 0.00013758 | 9.1438e-05 | 0 | 0 | 0 | 0 | 0.0014151 | 0.00010537 | 0.00041223 | 0.00011716 | 0.00013758 | 0.0021874 | 37002.9884
51971 | pkg_0005 | Package 5, Variable Speed HP RTU or HP Boilers + Economizer + DCV + Energy Recovery | FALSE | 15.4235 | Education | GA, Bibb County | 3001_8000 | Zone-by-Zone | gen2_t8_halogen | Georgia | 37.7338 | I: Non-Lodging Buildings with Zone-by-Zone Systems | 0.0010526 | 0.0013016 | 0 | 0 | 0 | 0.0076668 | 0.00023171 | 0.0012112 | 0.0014989 | 0.00031372 | 0 | 0 | 0 | 0 | 0 | 0.0076668 | 0.00023171 | 0.0012112 | 0.0014989 | 0.00031372 | 0.010922 | 84829.2891
62361 | pkg_0005 | Package 5, Variable Speed HP RTU or HP Boilers + Economizer + DCV + Energy Recovery | TRUE | 0.23845 | Education | GA, Bibb County | 200001_400000 | Multizone CAV/VAV | gen2_t8_halogen | Georgia | 21.5531 | D: Buildings with Hydronically Heated Multizone Systems | 0.00051886 | 0.00061926 | 0 | 0 | 0 | 0.0042444 | 0.00038756 | 0.0002873 | 2.4528e-05 | 0.00017087 | 0 | 0.00014609 | 0 | 0 | 0 | 0.0042444 | 0.00053365 | 0.0002873 | 2.4528e-05 | 0.00017087 | 0.0052607 | 71533.5948
68318 | pkg_0005 | Package 5, Variable Speed HP RTU or HP Boilers + Economizer + DCV + Energy Recovery | TRUE | 1.2174 | Education | GA, Bibb County | 8001_12000 | Zone-by-Zone | gen2_t8_halogen | Georgia | 24.43 | I: Non-Lodging Buildings with Zone-by-Zone Systems | 9.4891e-05 | 0.00011967 | 0 | 0 | 0 | 0.00065477 | 2.3297e-05 | 0.00017256 | 0.00011648 | 2.3632e-05 | 0 | 0 | 2.407e-05 | 0 | 0 | 0.00065477 | 2.3297e-05 | 0.00017256 | 0.00011648 | 4.7702e-05 | 0.0010148 | 12174.15
81252 | pkg_0005 | Package 5, Variable Speed HP RTU or HP Boilers + Economizer + DCV + Energy Recovery | TRUE | 0.47343 | Education | GA, Bibb County | 150001_200000 | Multizone CAV/VAV | gen2_t8_halogen | Georgia | 11.4719 | D: Buildings with Hydronically Heated Multizone Systems | 0.00029855 | 0.00038116 | 0 | 0 | 0 | 0.0021418 | 0.00034474 | 0.00045282 | 4.7928e-05 | 0.00015426 | 0 | 0 | 0.00010151 | 0 | 0 | 0.0021418 | 0.00034474 | 0.00045282 | 4.7928e-05 | 0.00025577 | 0.0032431 | 82850.4012
34366 | pkg_0006 | Comprehensive Geothermal Heat Pump Package, Hydronic GHP, Packaged GHP, or Console GHP | TRUE | 1.3191 | Education | GA, Bibb County | 30001_40000 | Multizone CAV/VAV | gen2_t8_halogen | Georgia | 13.6797 | D: Buildings with Hydronically Heated Multizone Systems | 0.00020711 | 0.00024326 | 0 | 0 | 0 | 0.001093 | 0.0001165 | 0.00053403 | 8.0256e-05 | 7.2479e-05 | 0 | 0.00013468 | 0.00012412 | 0 | 0 | 0.001093 | 0.00025118 | 0.00053403 | 8.0256e-05 | 0.00019659 | 0.002155 | 46169.1007
34367 | pkg_0006 | Comprehensive Geothermal Heat Pump Package, Hydronic GHP, Packaged GHP, or Console GHP | TRUE | 2.3971 | Education | GA, Bibb County | 40001_52000 | Multizone CAV/VAV | gen4_led | Georgia | 10.6482 | D: Buildings with Hydronically Heated Multizone Systems | 0.00037848 | 0.00046189 | 0 | 0 | 0 | 0.0021919 | 0.00016158 | 0.0010457 | 0.00014754 | 0.00016279 | 0 | 0 | 0.00029679 | 0 | 0 | 0.0021919 | 0.00016158 | 0.0010457 | 0.00014754 | 0.00045958 | 0.0040063 | 110265.8822
34368 | pkg_0006 | Comprehensive Geothermal Heat Pump Package, Hydronic GHP, Packaged GHP, or Console GHP | TRUE | 0.81784 | Education | GA, Bibb County | 64001_70000 | Multizone CAV/VAV | gen2_t8_halogen | Georgia | 12.1597 | D: Buildings with Hydronically Heated Multizone Systems | 0.00020021 | 0.00026235 | 0 | 0 | 0 | 0.0012991 | 0.00017484 | 0.00037351 | 5.5091e-05 | 0.00020705 | 0 | 0.00016389 | 0 | 0 | 0 | 0.0012991 | 0.00033873 | 0.00037351 | 5.5091e-05 | 0.00020705 | 0.0022735 | 54795.4663
34369 | pkg_0006 | Comprehensive Geothermal Heat Pump Package, Hydronic GHP, Packaged GHP, or Console GHP | TRUE | 2.2512 | Education | GA, Bibb County | 52001_64000 | Multizone CAV/VAV | gen2_t8_halogen | Georgia | 12.6391 | D: Buildings with Hydronically Heated Multizone Systems | 0.00054522 | 0.0006531 | 0 | 0 | 0 | 0.0032567 | 0.00043564 | 0.001279 | 0.00015134 | 0.00016568 | 0 | 0 | 0.00034261 | 0 | 0 | 0.0032567 | 0.00043564 | 0.001279 | 0.00015134 | 0.0005083 | 0.005631 | 130569.7258
34370 | pkg_0006 | Comprehensive Geothermal Heat Pump Package, Hydronic GHP, Packaged GHP, or Console GHP | TRUE | 0.29875 | Education | GA, Bibb County | 100001_150000 | Multizone CAV/VAV | gen4_led | Georgia | 10.7495 | D: Buildings with Hydronically Heated Multizone Systems | 0.00012823 | 0.00015819 | 0 | 0 | 0 | 0.00089128 | 5.8676e-05 | 0.00025696 | 1.9867e-05 | 4.6628e-05 | 0 | 0 | 9.6322e-05 | 0 | 0 | 0.00089128 | 5.8676e-05 | 0.00025696 | 1.9867e-05 | 0.00014295 | 0.0013697 | 37343.657
34371 | pkg_0006 | Comprehensive Geothermal Heat Pump Package, Hydronic GHP, Packaged GHP, or Console GHP | TRUE | 0.95433 | Education | GA, Bibb County | 70001_80000 | Multizone CAV/VAV | gen4_led | Georgia | 15.6203 | D: Buildings with Hydronically Heated Multizone Systems | 0.00039207 | 0.00044472 | 0 | 0 | 0 | 0.0026511 | 0.00014092 | 0.00067519 | 6.1752e-05 | 9.7011e-05 | 0 | 0 | 0.00018882 | 0 | 0 | 0.0026511 | 0.00014092 | 0.00067519 | 6.1752e-05 | 0.00028583 | 0.0038148 | 71574.4554
34373 | pkg_0006 | Comprehensive Geothermal Heat Pump Package, Hydronic GHP, Packaged GHP, or Console GHP | TRUE | 0.55594 | Education | GA, Bibb County | 80001_100000 | Multizone CAV/VAV | gen2_t8_halogen | Georgia | 11.0028 | D: Buildings with Hydronically Heated Multizone Systems | 0.00016018 | 0.00021731 | 0 | 0 | 0 | 0.0012825 | 6.7099e-05 | 0.00030268 | 3.7012e-05 | 6.4317e-05 | 0 | 0 | 0.00012488 | 0 | 0 | 0.0012825 | 6.7099e-05 | 0.00030268 | 3.7012e-05 | 0.00018919 | 0.0018785 | 50034.6238
42214 | pkg_0006 | Comprehensive Geothermal Heat Pump Package, Hydronic GHP, Packaged GHP, or Console GHP | FALSE | 1.762 | Education | GA, Bibb County | 12001_30000 | Zone-by-Zone | gen4_led | Georgia | 17.9714 | I: Non-Lodging Buildings with Zone-by-Zone Systems | 0.00021228 | 0.00025941 | 0 | 0 | 0 | 0.0012868 | 0.00010537 | 0.00041223 | 0.00011716 | 0.00013758 | 0.00020996 | 0 | 0 | 0 | 0 | 0.0014967 | 0.00010537 | 0.00041223 | 0.00011716 | 0.00013758 | 0.0022691 | 37002.9884
51971 | pkg_0006 | Comprehensive Geothermal Heat Pump Package, Hydronic GHP, Packaged GHP, or Console GHP | TRUE | 15.4235 | Education | GA, Bibb County | 3001_8000 | Zone-by-Zone | gen2_t8_halogen | Georgia | 45.3611 | I: Non-Lodging Buildings with Zone-by-Zone Systems | 0.0014018 | 0.0015647 | 0 | 0 | 0 | 0.0099693 | 0.00023171 | 0.0012112 | 0.001404 | 0.00031372 | 0 | 0 | 0 | 0 | 0 | 0.0099693 | 0.00023171 | 0.0012112 | 0.001404 | 0.00031372 | 0.01313 | 84829.2891
62361 | pkg_0006 | Comprehensive Geothermal Heat Pump Package, Hydronic GHP, Packaged GHP, or Console GHP | TRUE | 0.23845 | Education | GA, Bibb County | 200001_400000 | Multizone CAV/VAV | gen2_t8_halogen | Georgia | 10.7627 | D: Buildings with Hydronically Heated Multizone Systems | 0.00026523 | 0.00030541 | 0 | 0 | 0 | 0.0016099 | 0.00038756 | 0.0002873 | 2.5224e-05 | 0.00017086 | 0 | 0.00014609 | 0 | 0 | 0 | 0.0016099 | 0.00053365 | 0.0002873 | 2.5224e-05 | 0.00017086 | 0.002627 | 71533.5948
68318 | pkg_0006 | Comprehensive Geothermal Heat Pump Package, Hydronic GHP, Packaged GHP, or Console GHP | TRUE | 1.2174 | Education | GA, Bibb County | 8001_12000 | Zone-by-Zone | gen2_t8_halogen | Georgia | 24.5392 | I: Non-Lodging Buildings with Zone-by-Zone Systems | 9.663e-05 | 0.00012021 | 0 | 0 | 0 | 0.00065931 | 2.3297e-05 | 0.00017256 | 0.00011647 | 2.3632e-05 | 0 | 0 | 2.407e-05 | 0 | 0 | 0.00065931 | 2.3297e-05 | 0.00017256 | 0.00011647 | 4.7702e-05 | 0.0010194 | 12174.15
81252 | pkg_0006 | Comprehensive Geothermal Heat Pump Package, Hydronic GHP, Packaged GHP, or Console GHP | TRUE | 0.47343 | Education | GA, Bibb County | 150001_200000 | Multizone CAV/VAV | gen2_t8_halogen | Georgia | 11.4223 | D: Buildings with Hydronically Heated Multizone Systems | 0.00030535 | 0.00037949 | 0 | 0 | 0 | 0.0021278 | 0.00034474 | 0.00045282 | 4.7884e-05 | 0.00015426 | 0 | 0 | 0.00010151 | 0 | 0 | 0.0021278 | 0.00034474 | 0.00045282 | 4.7884e-05 | 0.00025577 | 0.0032291 | 82850.4012
34366 | pkg_0007 | Package 6, Demand Flexibility, Lighting + Thermostat Control, Load Shed for Daily Bldg Peak Reduction | TRUE | 1.3191 | Education | GA, Bibb County | 30001_40000 | Multizone CAV/VAV | gen2_t8_halogen | Georgia | 17.3347 | D: Buildings with Hydronically Heated Multizone Systems | 0.00023038 | 0.00026266 | 0 | 0 | 0 | 0.00075971 | 0.0001165 | 0.00050031 | 8.2844e-05 | 7.2491e-05 | 0.00094019 | 0.00013468 | 0.00012413 | 0 | 0 | 0.0016999 | 0.00025118 | 0.00050031 | 8.2844e-05 | 0.00019662 | 0.0027308 | 46169.1007
34367 | pkg_0007 | Package 6, Demand Flexibility, Lighting + Thermostat Control, Load Shed for Daily Bldg Peak Reduction | TRUE | 2.3971 | Education | GA, Bibb County | 40001_52000 | Multizone CAV/VAV | gen4_led | Georgia | 18.5193 | D: Buildings with Hydronically Heated Multizone Systems | 0.00056027 | 0.00067168 | 0 | 0 | 0 | 0.002482 | 0.00016158 | 0.00097928 | 0.00015154 | 0.00016279 | 0.0027337 | 0 | 0.00029677 | 0 | 0 | 0.0052158 | 0.00016158 | 0.00097928 | 0.00015154 | 0.00045956 | 0.0069678 | 110265.8822
34368 | pkg_0007 | Package 6, Demand Flexibility, Lighting + Thermostat Control, Load Shed for Daily Bldg Peak Reduction | TRUE | 0.81784 | Education | GA, Bibb County | 64001_70000 | Multizone CAV/VAV | gen2_t8_halogen | Georgia | 18.0755 | D: Buildings with Hydronically Heated Multizone Systems | 0.00027271 | 0.00035552 | 0 | 0 | 0 | 0.0016991 | 0.00017484 | 0.00034168 | 5.5075e-05 | 0.00020705 | 0.00073797 | 0.00016389 | 0 | 0 | 0 | 0.0024371 | 0.00033873 | 0.00034168 | 5.5075e-05 | 0.00020705 | 0.0033796 | 54795.4663
34369 | pkg_0007 | Package 6, Demand Flexibility, Lighting + Thermostat Control, Load Shed for Daily Bldg Peak Reduction | TRUE | 2.2512 | Education | GA, Bibb County | 52001_64000 | Multizone CAV/VAV | gen2_t8_halogen | Georgia | 19.0417 | D: Buildings with Hydronically Heated Multizone Systems | 0.00076116 | 0.00091669 | 0 | 0 | 0 | 0.0047475 | 0.00043564 | 0.0011827 | 0.00015126 | 0.00016571 | 0.0014581 | 0 | 0.00034261 | 0 | 0 | 0.0062056 | 0.00043564 | 0.0011827 | 0.00015126 | 0.00050832 | 0.0084835 | 130569.7258
34370 | pkg_0007 | Package 6, Demand Flexibility, Lighting + Thermostat Control, Load Shed for Daily Bldg Peak Reduction | TRUE | 0.29875 | Education | GA, Bibb County | 100001_150000 | Multizone CAV/VAV | gen4_led | Georgia | 18.0239 | D: Buildings with Hydronically Heated Multizone Systems | 0.00018338 | 0.00022471 | 0 | 0 | 0 | 0.00099797 | 5.8676e-05 | 0.00023797 | 1.9869e-05 | 4.6628e-05 | 0.00083921 | 0 | 9.6322e-05 | 0 | 0 | 0.0018372 | 5.8676e-05 | 0.00023797 | 1.9869e-05 | 0.00014295 | 0.0022966 | 37343.657
34371 | pkg_0007 | Package 6, Demand Flexibility, Lighting + Thermostat Control, Load Shed for Daily Bldg Peak Reduction | TRUE | 0.95433 | Education | GA, Bibb County | 70001_80000 | Multizone CAV/VAV | gen4_led | Georgia | 31.2936 | D: Buildings with Hydronically Heated Multizone Systems | 0.00063462 | 0.00071743 | 0 | 0 | 0 | 0.003018 | 0.00014092 | 0.00063168 | 6.2421e-05 | 9.7011e-05 | 0.0035037 | 0 | 0.00018882 | 0 | 0 | 0.0065217 | 0.00014092 | 0.00063168 | 6.2421e-05 | 0.00028583 | 0.0076426 | 71574.4554
34373 | pkg_0007 | Package 6, Demand Flexibility, Lighting + Thermostat Control, Load Shed for Daily Bldg Peak Reduction | TRUE | 0.55594 | Education | GA, Bibb County | 80001_100000 | Multizone CAV/VAV | gen2_t8_halogen | Georgia | 17.4489 | D: Buildings with Hydronically Heated Multizone Systems | 0.00022747 | 0.00031139 | 0 | 0 | 0 | 0.0017037 | 6.7099e-05 | 0.0002739 | 3.6985e-05 | 6.4317e-05 | 0.00070806 | 0 | 0.00012488 | 0 | 0 | 0.0024118 | 6.7099e-05 | 0.0002739 | 3.6985e-05 | 0.00018919 | 0.002979 | 50034.6238
42214 | pkg_0007 | Package 6, Demand Flexibility, Lighting + Thermostat Control, Load Shed for Daily Bldg Peak Reduction | TRUE | 1.762 | Education | GA, Bibb County | 12001_30000 | Zone-by-Zone | gen4_led | Georgia | 17.377 | I: Non-Lodging Buildings with Zone-by-Zone Systems | 0.00021078 | 0.00025031 | 0 | 0 | 0 | 0.0012311 | 0.00010537 | 0.0003895 | 0.00011759 | 0.00013758 | 0.00021289 | 0 | 0 | 0 | 0 | 0.001444 | 0.00010537 | 0.0003895 | 0.00011759 | 0.00013758 | 0.002194 | 37002.9884
51971 | pkg_0007 | Package 6, Demand Flexibility, Lighting + Thermostat Control, Load Shed for Daily Bldg Peak Reduction | TRUE | 15.4235 | Education | GA, Bibb County | 3001_8000 | Zone-by-Zone | gen2_t8_halogen | Georgia | 35.2909 | I: Non-Lodging Buildings with Zone-by-Zone Systems | 0.00099762 | 0.0012173 | 0 | 0 | 0 | 0.0070326 | 0.00023171 | 0.0011473 | 0.0014898 | 0.00031372 | 0 | 0 | 0 | 0 | 0 | 0.0070326 | 0.00023171 | 0.0011473 | 0.0014898 | 0.00031372 | 0.010215 | 84829.2891
62361 | pkg_0007 | Package 6, Demand Flexibility, Lighting + Thermostat Control, Load Shed for Daily Bldg Peak Reduction | TRUE | 0.23845 | Education | GA, Bibb County | 200001_400000 | Multizone CAV/VAV | gen2_t8_halogen | Georgia | 33.3718 | D: Buildings with Hydronically Heated Multizone Systems | 0.00066122 | 0.00076025 | 0 | 0 | 0 | 0.0032967 | 0.00038756 | 0.00024637 | 2.4517e-05 | 0.00017087 | 0.0038734 | 0.00014609 | 0 | 0 | 0 | 0.0071701 | 0.00053365 | 0.00024637 | 2.4517e-05 | 0.00017087 | 0.0081455 | 71533.5948
68318 | pkg_0007 | Package 6, Demand Flexibility, Lighting + Thermostat Control, Load Shed for Daily Bldg Peak Reduction | TRUE | 1.2174 | Education | GA, Bibb County | 8001_12000 | Zone-by-Zone | gen2_t8_halogen | Georgia | 29.1536 | I: Non-Lodging Buildings with Zone-by-Zone Systems | 0.00010461 | 0.00012586 | 0 | 0 | 0 | 0.00053151 | 2.3297e-05 | 0.00016338 | 0.00011662 | 2.3632e-05 | 0.00032851 | 0 | 2.407e-05 | 0 | 0 | 0.00086003 | 2.3297e-05 | 0.00016338 | 0.00011662 | 4.7702e-05 | 0.001211 | 12174.15
81252 | pkg_0007 | Package 6, Demand Flexibility, Lighting + Thermostat Control, Load Shed for Daily Bldg Peak Reduction | TRUE | 0.47343 | Education | GA, Bibb County | 150001_200000 | Multizone CAV/VAV | gen2_t8_halogen | Georgia | 17.3785 | D: Buildings with Hydronically Heated Multizone Systems | 0.00037898 | 0.00045012 | 0 | 0 | 0 | 0.0013796 | 0.00034474 | 0.0004013 | 4.7933e-05 | 0.00015426 | 0.0024835 | 0 | 0.00010151 | 0 | 0 | 0.0038631 | 0.00034474 | 0.0004013 | 4.7933e-05 | 0.00025577 | 0.0049129 | 82850.4012
3235 | baseline | Baseline | TRUE | 1.4091 | Food Service | GA, Bibb County | 3001_8000 | Small Packaged Unit | gen5_led | Georgia | 103.5288 | B: Food-Service Buildings with Small Packaged Units | 0.00022027 | 0.00025155 | 0 | 0 | 0 | 0.00084291 | 0.0002145 | 7.5862e-05 | 6.9491e-05 | 0.00010798 | 7.1962e-05 | 0.0006015 | 0.00075361 | 0 | 0 | 0.00091487 | 0.000816 | 7.5862e-05 | 6.9491e-05 | 0.0008616 | 0.0027378 | 7750.2418
3236 | baseline | Baseline | TRUE | 7.0713 | Food Service | GA, Bibb County | 1001_3000 | Small Packaged Unit | gen2_t8_halogen | Georgia | 195.9556 | B: Food-Service Buildings with Small Packaged Units | 0.00075064 | 0.00081411 | 0 | 0 | 0 | 0.0013628 | 0.0011876 | 0.00036869 | 0.0003441 | 0.0002189 | 0.00052988 | 0.0040582 | 0.0013859 | 0 | 0 | 0.0018927 | 0.0052459 | 0.00036869 | 0.0003441 | 0.0016048 | 0.0094561 | 14142.6113
3238 | baseline | Baseline | TRUE | 21.7077 | Food Service | GA, Bibb County | _1000 | Small Packaged Unit | gen2_t8_halogen | Georgia | 235.5139 | B: Food-Service Buildings with Small Packaged Units | 0.00127 | 0.0014213 | 0 | 0 | 0 | 0.0020231 | 0.00098616 | 0.0004329 | 0.0010627 | 0.00038125 | 0.000536 | 0.0099083 | 0.0021147 | 0 | 0 | 0.0025587 | 0.010894 | 0.0004329 | 0.0010627 | 0.0024959 | 0.017444 | 21707.6677
16270 | baseline | Baseline | TRUE | 1.475 | Food Service | GA, Bibb County | 8001_12000 | Small Packaged Unit | gen2_t8_halogen | Georgia | 88.3175 | B: Food-Service Buildings with Small Packaged Units | 0.00032998 | 0.00039361 | 0 | 0 | 0 | 0.0010169 | 0.00033053 | 0.00022713 | 7.2164e-05 | 0.00019914 | 0.00051345 | 0.00061337 | 0.0014721 | 0 | 0 | 0.0015303 | 0.00094389 | 0.00022713 | 7.2164e-05 | 0.0016712 | 0.0044448 | 14749.5566
16276 | baseline | Baseline | TRUE | 0.64493 | Food Service | GA, Bibb County | 12001_30000 | Small Packaged Unit | gen5_led | Georgia | 78.4497 | B: Food-Service Buildings with Small Packaged Units | 0.0002878 | 0.00034234 | 0 | 0 | 0 | 0.00095923 | 0.00062118 | 0.00012168 | 3.1915e-05 | 0.00017831 | 0.00015388 | 0.00027032 | 0.0012888 | 0 | 0 | 0.0011131 | 0.0008915 | 0.00012168 | 3.1915e-05 | 0.0014672 | 0.0036254 | 13543.5365
96354 | baseline | Baseline | TRUE | 0.054775 | Food Service | GA, Bibb County | 30001_40000 | Multizone CAV/VAV | gen2_t8_halogen | Georgia | 126.4103 | F: Buildings with Electric Resistance Multizone Systems | 4.9756e-05 | 5.554e-05 | 0.00034667 | 0 | 0 | 0.00021475 | 3.4085e-05 | 2.3014e-05 | 2.6519e-06 | 0.00017346 | 0 | 3.2292e-05 | 0 | 0 | 0 | 0.00056142 | 6.6377e-05 | 2.3014e-05 | 2.6519e-06 | 0.00017346 | 0.00082692 | 1917.1322
73308 | baseline | Baseline | TRUE | 0.046324 | Food Service | GA, Douglas County | 52001_64000 | Small Packaged Unit | gen2_t8_halogen | Georgia | 61.4388 | B: Food-Service Buildings with Small Packaged Units | 4.9864e-05 | 6.2999e-05 | 0 | 0 | 0 | 0.00014219 | 5.7389e-05 | 4.1323e-05 | 1.7299e-06 | 0.00024186 | 2.4255e-05 | 5.4511e-05 | 0 | 0 | 0 | 0.00016644 | 0.0001119 | 4.1323e-05 | 1.7299e-06 | 0.00024186 | 0.00056326 | 2686.8091
3235 | env_0001 | Wall Insulation | TRUE | 1.4091 | Food Service | GA, Bibb County | 3001_8000 | Small Packaged Unit | gen5_led | Georgia | 102.8328 | B: Food-Service Buildings with Small Packaged Units | 0.00021906 | 0.00025004 | 0 | 0 | 0 | 0.00083752 | 0.0002145 | 7.5862e-05 | 6.9518e-05 | 0.00010798 | 5.8927e-05 | 0.0006015 | 0.00075361 | 0 | 0 | 0.00089644 | 0.000816 | 7.5862e-05 | 6.9518e-05 | 0.0008616 | 0.0027194 | 7750.2418
3236 | env_0001 | Wall Insulation | TRUE | 7.0713 | Food Service | GA, Bibb County | 1001_3000 | Small Packaged Unit | gen2_t8_halogen | Georgia | 194.3097 | B: Food-Service Buildings with Small Packaged Units | 0.00074387 | 0.0008072 | 0 | 0 | 0 | 0.0013321 | 0.0011876 | 0.00036869 | 0.0003443 | 0.0002189 | 0.00048102 | 0.0040582 | 0.0013859 | 0 | 0 | 0.0018131 | 0.0052459 | 0.00036869 | 0.0003443 | 0.0016048 | 0.0093767 | 14142.6113
3238 | env_0001 | Wall Insulation | TRUE | 21.7077 | Food Service | GA, Bibb County | _1000 | Small Packaged Unit | gen2_t8_halogen | Georgia | 233.3639 | B: Food-Service Buildings with Small Packaged Units | 0.0012633 | 0.0014085 | 0 | 0 | 0 | 0.0019791 | 0.00098616 | 0.0004329 | 0.0010635 | 0.00038125 | 0.00041932 | 0.0099083 | 0.0021147 | 0 | 0 | 0.0023984 | 0.010894 | 0.0004329 | 0.0010635 | 0.0024959 | 0.017285 | 21707.6677
16270 | env_0001 | Wall Insulation | TRUE | 1.475 | Food Service | GA, Bibb County | 8001_12000 | Small Packaged Unit | gen2_t8_halogen | Georgia | 87.7472 | B: Food-Service Buildings with Small Packaged Units | 0.00032789 | 0.00039118 | 0 | 0 | 0 | 0.0010071 | 0.00033053 | 0.00022713 | 7.222e-05 | 0.00019914 | 0.00049455 | 0.00061337 | 0.0014721 | 0 | 0 | 0.0015016 | 0.00094389 | 0.00022713 | 7.222e-05 | 0.0016712 | 0.0044161 | 14749.5566
16276 | env_0001 | Wall Insulation | TRUE | 0.64493 | Food Service | GA, Bibb County | 12001_30000 | Small Packaged Unit | gen5_led | Georgia | 77.4194 | B: Food-Service Buildings with Small Packaged Units | 0.00028364 | 0.00033815 | 0 | 0 | 0 | 0.00093991 | 0.00062118 | 0.00012168 | 3.1921e-05 | 0.00017831 | 0.00012558 | 0.00027032 | 0.0012888 | 0 | 0 | 0.0010655 | 0.0008915 | 0.00012168 | 3.1921e-05 | 0.0014672 | 0.0035777 | 13543.5365
96354 | env_0001 | Wall Insulation | TRUE | 0.054775 | Food Service | GA, Bibb County | 30001_40000 | Multizone CAV/VAV | gen2_t8_halogen | Georgia | 126.369 | F: Buildings with Electric Resistance Multizone Systems | 4.9891e-05 | 5.5701e-05 | 0.00034504 | 0 | 0 | 0.00021611 | 3.4085e-05 | 2.3014e-05 | 2.6519e-06 | 0.00017346 | 0 | 3.2292e-05 | 0 | 0 | 0 | 0.00056115 | 6.6377e-05 | 2.3014e-05 | 2.6519e-06 | 0.00017346 | 0.00082665 | 1917.1322
3235 | env_0002 | Roof Insulation | TRUE | 1.4091 | Food Service | GA, Bibb County | 3001_8000 | Small Packaged Unit | gen5_led | Georgia | 102.9409 | B: Food-Service Buildings with Small Packaged Units | 0.00021936 | 0.00025024 | 0 | 0 | 0 | 0.00083785 | 0.0002145 | 7.5862e-05 | 6.9518e-05 | 0.00010798 | 6.1451e-05 | 0.0006015 | 0.00075361 | 0 | 0 | 0.0008993 | 0.000816 | 7.5862e-05 | 6.9518e-05 | 0.0008616 | 0.0027223 | 7750.2418
3236 | env_0002 | Roof Insulation | TRUE | 7.0713 | Food Service | GA, Bibb County | 1001_3000 | Small Packaged Unit | gen2_t8_halogen | Georgia | 194.6403 | B: Food-Service Buildings with Small Packaged Units | 0.00074671 | 0.00080855 | 0 | 0 | 0 | 0.0013374 | 0.0011876 | 0.00036869 | 0.00034416 | 0.0002189 | 0.00049168 | 0.0040582 | 0.0013859 | 0 | 0 | 0.0018291 | 0.0052459 | 0.00036869 | 0.00034416 | 0.0016048 | 0.0093927 | 14142.6113
3238 | env_0002 | Roof Insulation | TRUE | 21.7077 | Food Service | GA, Bibb County | _1000 | Small Packaged Unit | gen2_t8_halogen | Georgia | 234.3972 | B: Food-Service Buildings with Small Packaged Units | 0.0012691 | 0.0014144 | 0 | 0 | 0 | 0.0019962 | 0.00098616 | 0.0004329 | 0.0010631 | 0.00038125 | 0.00047939 | 0.0099083 | 0.0021147 | 0 | 0 | 0.0024756 | 0.010894 | 0.0004329 | 0.0010631 | 0.0024959 | 0.017362 | 21707.6677
16270 | env_0002 | Roof Insulation | TRUE | 1.475 | Food Service | GA, Bibb County | 8001_12000 | Small Packaged Unit | gen2_t8_halogen | Georgia | 87.4481 | B: Food-Service Buildings with Small Packaged Units | 0.00032701 | 0.0003899 | 0 | 0 | 0 | 0.0010018 | 0.00033053 | 0.00022713 | 7.222e-05 | 0.00019914 | 0.00048475 | 0.00061337 | 0.0014721 | 0 | 0 | 0.0014866 | 0.00094389 | 0.00022713 | 7.222e-05 | 0.0016712 | 0.004401 | 14749.5566
16276 | env_0002 | Roof Insulation | TRUE | 0.64493 | Food Service | GA, Bibb County | 12001_30000 | Small Packaged Unit | gen5_led | Georgia | 77.7198 | B: Food-Service Buildings with Small Packaged Units | 0.00028563 | 0.00033948 | 0 | 0 | 0 | 0.00094751 | 0.00062118 | 0.00012168 | 3.1939e-05 | 0.00017831 | 0.00013183 | 0.00027032 | 0.0012888 | 0 | 0 | 0.0010793 | 0.0008915 | 0.00012168 | 3.1939e-05 | 0.0014672 | 0.0035916 | 13543.5365
96354 | env_0002 | Roof Insulation | TRUE | 0.054775 | Food Service | GA, Bibb County | 30001_40000 | Multizone CAV/VAV | gen2_t8_halogen | Georgia | 126.4622 | F: Buildings with Electric Resistance Multizone Systems | 4.9627e-05 | 5.5676e-05 | 0.00034586 | 0 | 0 | 0.00021589 | 3.4085e-05 | 2.3014e-05 | 2.6509e-06 | 0.00017346 | 0 | 3.2292e-05 | 0 | 0 | 0 | 0.00056176 | 6.6377e-05 | 2.3014e-05 | 2.6509e-06 | 0.00017346 | 0.00082726 | 1917.1322
3235 | env_0003 | Secondary Windows | TRUE | 1.4091 | Food Service | GA, Bibb County | 3001_8000 | Small Packaged Unit | gen5_led | Georgia | 103.4253 | B: Food-Service Buildings with Small Packaged Units | 0.00022008 | 0.00025124 | 0 | 0 | 0 | 0.00084055 | 0.0002145 | 7.5862e-05 | 6.9491e-05 | 0.00010798 | 7.1588e-05 | 0.0006015 | 0.00075361 | 0 | 0 | 0.00091214 | 0.000816 | 7.5862e-05 | 6.9491e-05 | 0.0008616 | 0.0027351 | 7750.2418
3236 | env_0003 | Secondary Windows | TRUE | 7.0713 | Food Service | GA, Bibb County | 1001_3000 | Small Packaged Unit | gen2_t8_halogen | Georgia | 195.9181 | B: Food-Service Buildings with Small Packaged Units | 0.00075049 | 0.0008139 | 0 | 0 | 0 | 0.0013612 | 0.0011876 | 0.00036869 | 0.0003441 | 0.0002189 | 0.00052968 | 0.0040582 | 0.0013859 | 0 | 0 | 0.0018909 | 0.0052459 | 0.00036869 | 0.0003441 | 0.0016048 | 0.0094543 | 14142.6113
3238 | env_0003 | Secondary Windows | TRUE | 21.7077 | Food Service | GA, Bibb County | _1000 | Small Packaged Unit | gen2_t8_halogen | Georgia | 235.3556 | B: Food-Service Buildings with Small Packaged Units | 0.0012735 | 0.0014201 | 0 | 0 | 0 | 0.0020141 | 0.00098616 | 0.0004329 | 0.0010627 | 0.00038125 | 0.00053248 | 0.0099083 | 0.0021147 | 0 | 0 | 0.0025466 | 0.010894 | 0.0004329 | 0.0010627 | 0.0024959 | 0.017433 | 21707.6677
16270 | env_0003 | Secondary Windows | TRUE | 1.475 | Food Service | GA, Bibb County | 8001_12000 | Small Packaged Unit | gen2_t8_halogen | Georgia | 88.3131 | B: Food-Service Buildings with Small Packaged Units | 0.00032996 | 0.00039359 | 0 | 0 | 0 | 0.0010168 | 0.00033053 | 0.00022713 | 7.2164e-05 | 0.00019914 | 0.0005134 | 0.00061337 | 0.0014721 | 0 | 0 | 0.0015302 | 0.00094389 | 0.00022713 | 7.2164e-05 | 0.0016712 | 0.0044446 | 14749.5566
16276 | env_0003 | Secondary Windows | TRUE | 0.64493 | Food Service | GA, Bibb County | 12001_30000 | Small Packaged Unit | gen5_led | Georgia | 78.4413 | B: Food-Service Buildings with Small Packaged Units | 0.00028777 | 0.0003423 | 0 | 0 | 0 | 0.00095888 | 0.00062118 | 0.00012168 | 3.1915e-05 | 0.00017831 | 0.00015383 | 0.00027032 | 0.0012888 | 0 | 0 | 0.0011127 | 0.0008915 | 0.00012168 | 3.1915e-05 | 0.0014672 | 0.003625 | 13543.5365
96354 | env_0003 | Secondary Windows | TRUE | 0.054775 | Food Service | GA, Bibb County | 30001_40000 | Multizone CAV/VAV | gen2_t8_halogen | Georgia | 126.4282 | F: Buildings with Electric Resistance Multizone Systems | 4.9791e-05 | 5.5585e-05 | 0.0003464 | 0 | 0 | 0.00021513 | 3.4085e-05 | 2.3014e-05 | 2.6519e-06 | 0.00017346 | 0 | 3.2292e-05 | 0 | 0 | 0 | 0.00056153 | 6.6377e-05 | 2.3014e-05 | 2.6519e-06 | 0.00017346 | 0.00082703 | 1917.1322
3235 | env_0004 | Window Film | TRUE | 1.4091 | Food Service | GA, Bibb County | 3001_8000 | Small Packaged Unit | gen5_led | Georgia | 103.4 | B: Food-Service Buildings with Small Packaged Units | 0.00021996 | 0.00025098 | 0 | 0 | 0 | 0.00083635 | 0.0002145 | 7.5862e-05 | 6.9505e-05 | 0.00010798 | 7.5114e-05 | 0.0006015 | 0.00075361 | 0 | 0 | 0.00091147 | 0.000816 | 7.5862e-05 | 6.9505e-05 | 0.0008616 | 0.0027344 | 7750.2418
3236 | env_0004 | Window Film | TRUE | 7.0713 | Food Service | GA, Bibb County | 1001_3000 | Small Packaged Unit | gen2_t8_halogen | Georgia | 195.8903 | B: Food-Service Buildings with Small Packaged Units | 0.00075021 | 0.00081332 | 0 | 0 | 0 | 0.0013517 | 0.0011876 | 0.00036869 | 0.00034403 | 0.0002189 | 0.00053779 | 0.0040582 | 0.0013859 | 0 | 0 | 0.0018895 | 0.0052459 | 0.00036869 | 0.00034403 | 0.0016048 | 0.009453 | 14142.6113
3238 | env_0004 | Window Film | TRUE | 21.7077 | Food Service | GA, Bibb County | _1000 | Small Packaged Unit | gen2_t8_halogen | Georgia | 235.2083 | B: Food-Service Buildings with Small Packaged Units | 0.0012718 | 0.0014166 | 0 | 0 | 0 | 0.001962 | 0.00098616 | 0.0004329 | 0.0010627 | 0.00038125 | 0.00057404 | 0.0099083 | 0.0021147 | 0 | 0 | 0.0025361 | 0.010894 | 0.0004329 | 0.0010627 | 0.0024959 | 0.017422 | 21707.6677
16270 | env_0004 | Window Film | TRUE | 1.475 | Food Service | GA, Bibb County | 8001_12000 | Small Packaged Unit | gen2_t8_halogen | Georgia | 88.3189 | B: Food-Service Buildings with Small Packaged Units | 0.00032997 | 0.00039358 | 0 | 0 | 0 | 0.0010161 | 0.00033053 | 0.00022713 | 7.2178e-05 | 0.00019914 | 0.00051438 | 0.00061337 | 0.0014721 | 0 | 0 | 0.0015304 | 0.00094389 | 0.00022713 | 7.2178e-05 | 0.0016712 | 0.0044449 | 14749.5566
16276 | env_0004 | Window Film | TRUE | 0.64493 | Food Service | GA, Bibb County | 12001_30000 | Small Packaged Unit | gen5_led | Georgia | 78.4429 | B: Food-Service Buildings with Small Packaged Units | 0.00028776 | 0.00034228 | 0 | 0 | 0 | 0.00095839 | 0.00062118 | 0.00012168 | 3.1915e-05 | 0.00017831 | 0.0001544 | 0.00027032 | 0.0012888 | 0 | 0 | 0.0011128 | 0.0008915 | 0.00012168 | 3.1915e-05 | 0.0014672 | 0.003625 | 13543.5365
96354 | env_0004 | Window Film | TRUE | 0.054775 | Food Service | GA, Bibb County | 30001_40000 | Multizone CAV/VAV | gen2_t8_halogen | Georgia | 126.5298 | F: Buildings with Electric Resistance Multizone Systems | 4.9904e-05 | 5.5706e-05 | 0.00034605 | 0 | 0 | 0.00021614 | 3.4085e-05 | 2.3014e-05 | 2.6519e-06 | 0.00017346 | 0 | 3.2292e-05 | 0 | 0 | 0 | 0.0005622 | 6.6377e-05 | 2.3014e-05 | 2.6519e-06 | 0.00017346 | 0.0008277 | 1917.1322
3235 | env_0005 | New Windows | TRUE | 1.4091 | Food Service | GA, Bibb County | 3001_8000 | Small Packaged Unit | gen5_led | Georgia | 103.2707 | B: Food-Service Buildings with Small Packaged Units | 0.00021977 | 0.00025078 | 0 | 0 | 0 | 0.00083689 | 0.0002145 | 7.5862e-05 | 6.9505e-05 | 0.00010798 | 7.1147e-05 | 0.0006015 | 0.00075361 | 0 | 0 | 0.00090804 | 0.000816 | 7.5862e-05 | 6.9505e-05 | 0.0008616 | 0.002731 | 7750.2418
3236 | env_0005 | New Windows | TRUE | 7.0713 | Food Service | GA, Bibb County | 1001_3000 | Small Packaged Unit | gen2_t8_halogen | Georgia | 195.8278 | B: Food-Service Buildings with Small Packaged Units | 0.00075013 | 0.00081335 | 0 | 0 | 0 | 0.0013563 | 0.0011876 | 0.00036869 | 0.0003441 | 0.0002189 | 0.00053022 | 0.0040582 | 0.0013859 | 0 | 0 | 0.0018865 | 0.0052459 | 0.00036869 | 0.0003441 | 0.0016048 | 0.00945 | 14142.6113
3238 | env_0005 | New Windows | TRUE | 21.7077 | Food Service | GA, Bibb County | _1000 | Small Packaged Unit | gen2_t8_halogen | Georgia | 234.9917 | B: Food-Service Buildings with Small Packaged Units | 0.0012712 | 0.0014169 | 0 | 0 | 0 | 0.0019882 | 0.00098616 | 0.0004329 | 0.0010627 | 0.00038125 | 0.00053166 | 0.0099083 | 0.0021147 | 0 | 0 | 0.0025198 | 0.010894 | 0.0004329 | 0.0010627 | 0.0024959 | 0.017406 | 21707.6677
16270 | env_0005 | New Windows | TRUE | 1.475 | Food Service | GA, Bibb County | 8001_12000 | Small Packaged Unit | gen2_t8_halogen | Georgia | 88.3108 | B: Food-Service Buildings with Small Packaged Units | 0.00032995 | 0.00039357 | 0 | 0 | 0 | 0.0010164 | 0.00033053 | 0.00022713 | 7.2164e-05 | 0.00019914 | 0.00051365 | 0.00061337 | 0.0014721 | 0 | 0 | 0.00153 | 0.00094389 | 0.00022713 | 7.2164e-05 | 0.0016712 | 0.0044445 | 14749.5566
16276 | env_0005 | New Windows | TRUE | 0.64493 | Food Service | GA, Bibb County | 12001_30000 | Small Packaged Unit | gen5_led | Georgia | 78.4287 | B: Food-Service Buildings with Small Packaged Units | 0.00028772 | 0.00034223 | 0 | 0 | 0 | 0.00095839 | 0.00062118 | 0.00012168 | 3.1915e-05 | 0.00017831 | 0.00015374 | 0.00027032 | 0.0012888 | 0 | 0 | 0.0011121 | 0.0008915 | 0.00012168 | 3.1915e-05 | 0.0014672 | 0.0036244 | 13543.5365
96354 | env_0005 | New Windows | TRUE | 0.054775 | Food Service | GA, Bibb County | 30001_40000 | Multizone CAV/VAV | gen2_t8_halogen | Georgia | 126.4858 | F: Buildings with Electric Resistance Multizone Systems | 4.9874e-05 | 5.5685e-05 | 0.00034594 | 0 | 0 | 0.00021597 | 3.4085e-05 | 2.3014e-05 | 2.6519e-06 | 0.00017346 | 0 | 3.2292e-05 | 0 | 0 | 0 | 0.00056191 | 6.6377e-05 | 2.3014e-05 | 2.6519e-06 | 0.00017346 | 0.00082741 | 1917.1322
3235 | hvac_0001 | HP Boiler, Electric Backup | FALSE | 1.4091 | Food Service | GA, Bibb County | 3001_8000 | Small Packaged Unit | gen5_led | Georgia | 103.5288 | B: Food-Service Buildings with Small Packaged Units | 0.00022027 | 0.00025155 | 0 | 0 | 0 | 0.00084291 | 0.0002145 | 7.5862e-05 | 6.9491e-05 | 0.00010798 | 7.1962e-05 | 0.0006015 | 0.00075361 | 0 | 0 | 0.00091487 | 0.000816 | 7.5862e-05 | 6.9491e-05 | 0.0008616 | 0.0027378 | 7750.2418
3236 | hvac_0001 | HP Boiler, Electric Backup | FALSE | 7.0713 | Food Service | GA, Bibb County | 1001_3000 | Small Packaged Unit | gen2_t8_halogen | Georgia | 195.9556 | B: Food-Service Buildings with Small Packaged Units | 0.00075064 | 0.00081411 | 0 | 0 | 0 | 0.0013628 | 0.0011876 | 0.00036869 | 0.0003441 | 0.0002189 | 0.00052988 | 0.0040582 | 0.0013859 | 0 | 0 | 0.0018927 | 0.0052459 | 0.00036869 | 0.0003441 | 0.0016048 | 0.0094561 | 14142.6113
3238 | hvac_0001 | HP Boiler, Electric Backup | FALSE | 21.7077 | Food Service | GA, Bibb County | _1000 | Small Packaged Unit | gen2_t8_halogen | Georgia | 235.5139 | B: Food-Service Buildings with Small Packaged Units | 0.0012744 | 0.0014213 | 0 | 0 | 0 | 0.0020231 | 0.00098616 | 0.0004329 | 0.0010627 | 0.00038125 | 0.00053556 | 0.0099083 | 0.0021147 | 0 | 0 | 0.0025587 | 0.010894 | 0.0004329 | 0.0010627 | 0.0024959 | 0.017444 | 21707.6677
16270 | hvac_0001 | HP Boiler, Electric Backup | FALSE | 1.475 | Food Service | GA, Bibb County | 8001_12000 | Small Packaged Unit | gen2_t8_halogen | Georgia | 88.3175 | B: Food-Service Buildings with Small Packaged Units | 0.00032998 | 0.00039361 | 0 | 0 | 0 | 0.0010169 | 0.00033053 | 0.00022713 | 7.2164e-05 | 0.00019914 | 0.00051345 | 0.00061337 | 0.0014721 | 0 | 0 | 0.0015303 | 0.00094389 | 0.00022713 | 7.2164e-05 | 0.0016712 | 0.0044448 | 14749.5566
16276 | hvac_0001 | HP Boiler, Electric Backup | FALSE | 0.64493 | Food Service | GA, Bibb County | 12001_30000 | Small Packaged Unit | gen5_led | Georgia | 78.4497 | B: Food-Service Buildings with Small Packaged Units | 0.0002878 | 0.00034234 | 0 | 0 | 0 | 0.00095923 | 0.00062118 | 0.00012168 | 3.1915e-05 | 0.00017831 | 0.00015388 | 0.00027032 | 0.0012888 | 0 | 0 | 0.0011131 | 0.0008915 | 0.00012168 | 3.1915e-05 | 0.0014672 | 0.0036254 | 13543.5365
96354 | hvac_0001 | HP Boiler, Electric Backup | FALSE | 0.054775 | Food Service | GA, Bibb County | 30001_40000 | Multizone CAV/VAV | gen2_t8_halogen | Georgia | 126.4103 | F: Buildings with Electric Resistance Multizone Systems | 4.9756e-05 | 5.554e-05 | 0.00034667 | 0 | 0 | 0.00021475 | 3.4085e-05 | 2.3014e-05 | 2.6519e-06 | 0.00017346 | 0 | 3.2292e-05 | 0 | 0 | 0 | 0.00056142 | 6.6377e-05 | 2.3014e-05 | 2.6519e-06 | 0.00017346 | 0.00082692 | 1917.1322
3235 | hvac_0002 | HP Boiler, Gas Backup | FALSE | 1.4091 | Food Service | GA, Bibb County | 3001_8000 | Small Packaged Unit | gen5_led | Georgia | 103.5288 | B: Food-Service Buildings with Small Packaged Units | 0.00022027 | 0.00025155 | 0 | 0 | 0 | 0.00084291 | 0.0002145 | 7.5862e-05 | 6.9491e-05 | 0.00010798 | 7.1962e-05 | 0.0006015 | 0.00075361 | 0 | 0 | 0.00091487 | 0.000816 | 7.5862e-05 | 6.9491e-05 | 0.0008616 | 0.0027378 | 7750.2418
3236 | hvac_0002 | HP Boiler, Gas Backup | FALSE | 7.0713 | Food Service | GA, Bibb County | 1001_3000 | Small Packaged Unit | gen2_t8_halogen | Georgia | 195.9556 | B: Food-Service Buildings with Small Packaged Units | 0.00075064 | 0.00081411 | 0 | 0 | 0 | 0.0013628 | 0.0011876 | 0.00036869 | 0.0003441 | 0.0002189 | 0.00052988 | 0.0040582 | 0.0013859 | 0 | 0 | 0.0018927 | 0.0052459 | 0.00036869 | 0.0003441 | 0.0016048 | 0.0094561 | 14142.6113
3238 | hvac_0002 | HP Boiler, Gas Backup | FALSE | 21.7077 | Food Service | GA, Bibb County | _1000 | Small Packaged Unit | gen2_t8_halogen | Georgia | 235.5139 | B: Food-Service Buildings with Small Packaged Units | 0.0012744 | 0.0014213 | 0 | 0 | 0 | 0.0020231 | 0.00098616 | 0.0004329 | 0.0010627 | 0.00038125 | 0.00053556 | 0.0099083 | 0.0021147 | 0 | 0 | 0.0025587 | 0.010894 | 0.0004329 | 0.0010627 | 0.0024959 | 0.017444 | 21707.6677
16270 | hvac_0002 | HP Boiler, Gas Backup | FALSE | 1.475 | Food Service | GA, Bibb County | 8001_12000 | Small Packaged Unit | gen2_t8_halogen | Georgia | 88.3175 | B: Food-Service Buildings with Small Packaged Units | 0.00032998 | 0.00039361 | 0 | 0 | 0 | 0.0010169 | 0.00033053 | 0.00022713 | 7.2164e-05 | 0.00019914 | 0.00051345 | 0.00061337 | 0.0014721 | 0 | 0 | 0.0015303 | 0.00094389 | 0.00022713 | 7.2164e-05 | 0.0016712 | 0.0044448 | 14749.5566
16276 | hvac_0002 | HP Boiler, Gas Backup | FALSE | 0.64493 | Food Service | GA, Bibb County | 12001_30000 | Small Packaged Unit | gen5_led | Georgia | 78.4497 | B: Food-Service Buildings with Small Packaged Units | 0.0002878 | 0.00034234 | 0 | 0 | 0 | 0.00095923 | 0.00062118 | 0.00012168 | 3.1915e-05 | 0.00017831 | 0.00015388 | 0.00027032 | 0.0012888 | 0 | 0 | 0.0011131 | 0.0008915 | 0.00012168 | 3.1915e-05 | 0.0014672 | 0.0036254 | 13543.5365
96354 | hvac_0002 | HP Boiler, Gas Backup | FALSE | 0.054775 | Food Service | GA, Bibb County | 30001_40000 | Multizone CAV/VAV | gen2_t8_halogen | Georgia | 126.4103 | F: Buildings with Electric Resistance Multizone Systems | 4.9756e-05 | 5.554e-05 | 0.00034667 | 0 | 0 | 0.00021475 | 3.4085e-05 | 2.3014e-05 | 2.6519e-06 | 0.00017346 | 0 | 3.2292e-05 | 0 | 0 | 0 | 0.00056142 | 6.6377e-05 | 2.3014e-05 | 2.6519e-06 | 0.00017346 | 0.00082692 | 1917.1322
3235 | hvac_0003 | DOAS HP Minisplits | TRUE | 1.4091 | Food Service | GA, Bibb County | 3001_8000 | Small Packaged Unit | gen5_led | Georgia | 103.0323 | B: Food-Service Buildings with Small Packaged Units | 0.000227 | 0.00025122 | 0 | 0 | 0 | 0.00085362 | 0.0002145 | 7.5862e-05 | 6.9251e-05 | 0.00010798 | 4.8362e-05 | 0.0006015 | 0.00075361 | 0 | 0 | 0.00090199 | 0.000816 | 7.5862e-05 | 6.9251e-05 | 0.0008616 | 0.0027247 | 7750.2418
3236 | hvac_0003 | DOAS HP Minisplits | TRUE | 7.0713 | Food Service | GA, Bibb County | 1001_3000 | Small Packaged Unit | gen2_t8_halogen | Georgia | 184.2194 | B: Food-Service Buildings with Small Packaged Units | 0.00071552 | 0.00077413 | 0 | 0 | 0 | 0.0013226 | 0.0011876 | 0.00036869 | 0.00034343 | 0.0002189 | 4.4905e-06 | 0.0040582 | 0.0013859 | 0 | 0 | 0.0013271 | 0.0052459 | 0.00036869 | 0.00034343 | 0.0016048 | 0.0088898 | 14142.6113
3238 | hvac_0003 | DOAS HP Minisplits | TRUE | 21.7077 | Food Service | GA, Bibb County | _1000 | Small Packaged Unit | gen2_t8_halogen | Georgia | 227.4361 | B: Food-Service Buildings with Small Packaged Units | 0.0012339 | 0.0013754 | 0 | 0 | 0 | 0.0019094 | 0.00098616 | 0.0004329 | 0.0010617 | 0.00038125 | 5.2055e-05 | 0.0099083 | 0.0021147 | 0 | 0 | 0.0019614 | 0.010894 | 0.0004329 | 0.0010617 | 0.0024959 | 0.016846 | 21707.6677
16270 | hvac_0003 | DOAS HP Minisplits | TRUE | 1.475 | Food Service | GA, Bibb County | 8001_12000 | Small Packaged Unit | gen2_t8_halogen | Georgia | 77.75 | B: Food-Service Buildings with Small Packaged Units | 0.0002942 | 0.0003512 | 0 | 0 | 0 | 0.00088546 | 0.00033053 | 0.00022713 | 7.2178e-05 | 0.00019914 | 0.00011305 | 0.00061337 | 0.0014721 | 0 | 0 | 0.00099851 | 0.00094389 | 0.00022713 | 7.2178e-05 | 0.0016713 | 0.003913 | 14749.5566
16276 | hvac_0003 | DOAS HP Minisplits | TRUE | 0.64493 | Food Service | GA, Bibb County | 12001_30000 | Small Packaged Unit | gen5_led | Georgia | 75.9802 | B: Food-Service Buildings with Small Packaged Units | 0.00028148 | 0.00033427 | 0 | 0 | 0 | 0.00095081 | 0.00062118 | 0.00012168 | 3.1799e-05 | 0.00017831 | 4.8266e-05 | 0.00027032 | 0.0012889 | 0 | 0 | 0.00099908 | 0.0008915 | 0.00012168 | 3.1799e-05 | 0.0014672 | 0.0035112 | 13543.5365
96354 | hvac_0003 | DOAS HP Minisplits | FALSE | 0.054775 | Food Service | GA, Bibb County | 30001_40000 | Multizone CAV/VAV | gen2_t8_halogen | Georgia | 126.4103 | F: Buildings with Electric Resistance Multizone Systems | 4.9756e-05 | 5.554e-05 | 0.00034667 | 0 | 0 | 0.00021475 | 3.4085e-05 | 2.3014e-05 | 2.6519e-06 | 0.00017346 | 0 | 3.2292e-05 | 0 | 0 | 0 | 0.00056142 | 6.6377e-05 | 2.3014e-05 | 2.6519e-06 | 0.00017346 | 0.00082692 | 1917.1322
3235 | hvac_0004 | Variable Speed HP RTU, Original Heating Fuel Backup | TRUE | 1.4091 | Food Service | GA, Bibb County | 3001_8000 | Small Packaged Unit | gen5_led | Georgia | 93.1121 | B: Food-Service Buildings with Small Packaged Units | 0.00019538 | 0.00022002 | 0 | 0 | 0 | 0.00059206 | 0.0002145 | 7.5862e-05 | 6.9665e-05 | 0.00010798 | 4.716e-05 | 0.0006015 | 0.00075361 | 0 | 0 | 0.00063922 | 0.000816 | 7.5862e-05 | 6.9665e-05 | 0.0008616 | 0.0024623 | 7750.2418
3236 | hvac_0004 | Variable Speed HP RTU, Original Heating Fuel Backup | TRUE | 7.0713 | Food Service | GA, Bibb County | 1001_3000 | Small Packaged Unit | gen2_t8_halogen | Georgia | 187.4819 | B: Food-Service Buildings with Small Packaged Units | 0.00072964 | 0.00078625 | 0 | 0 | 0 | 0.0013513 | 0.0011876 | 0.00036869 | 0.0003453 | 0.0002189 | 0.0001313 | 0.0040582 | 0.0013859 | 0 | 0 | 0.0014826 | 0.0052459 | 0.00036869 | 0.0003453 | 0.0016048 | 0.0090472 | 14142.6113
3238 | hvac_0004 | Variable Speed HP RTU, Original Heating Fuel Backup | TRUE | 21.7077 | Food Service | GA, Bibb County | _1000 | Small Packaged Unit | gen2_t8_halogen | Georgia | 229.3472 | B: Food-Service Buildings with Small Packaged Units | 0.0012619 | 0.001387 | 0 | 0 | 0 | 0.0019476 | 0.00098616 | 0.0004329 | 0.0010648 | 0.00038125 | 0.00015184 | 0.0099083 | 0.0021147 | 0 | 0 | 0.0020995 | 0.010894 | 0.0004329 | 0.0010648 | 0.0024959 | 0.016988 | 21707.6677
16270 | hvac_0004 | Variable Speed HP RTU, Original Heating Fuel Backup | TRUE | 1.475 | Food Service | GA, Bibb County | 8001_12000 | Small Packaged Unit | gen2_t8_halogen | Georgia | 78.0758 | B: Food-Service Buildings with Small Packaged Units | 0.00030021 | 0.00035129 | 0 | 0 | 0 | 0.00086632 | 0.00033053 | 0.00022713 | 7.2164e-05 | 0.00019914 | 0.00014862 | 0.00061337 | 0.0014721 | 0 | 0 | 0.0010149 | 0.00094389 | 0.00022713 | 7.2164e-05 | 0.0016712 | 0.0039294 | 14749.5566
16276 | hvac_0004 | Variable Speed HP RTU, Original Heating Fuel Backup | TRUE | 0.64493 | Food Service | GA, Bibb County | 12001_30000 | Small Packaged Unit | gen5_led | Georgia | 71.8758 | B: Food-Service Buildings with Small Packaged Units | 0.00026636 | 0.00031075 | 0 | 0 | 0 | 0.00074335 | 0.00062118 | 0.00012168 | 3.2e-05 | 0.00017831 | 6.5859e-05 | 0.00027032 | 0.0012889 | 0 | 0 | 0.00080921 | 0.0008915 | 0.00012168 | 3.2e-05 | 0.0014672 | 0.0033216 | 13543.5365
96354 | hvac_0004 | Variable Speed HP RTU, Original Heating Fuel Backup | FALSE | 0.054775 | Food Service | GA, Bibb County | 30001_40000 | Multizone CAV/VAV | gen2_t8_halogen | Georgia | 126.4103 | F: Buildings with Electric Resistance Multizone Systems | 4.9756e-05 | 5.554e-05 | 0.00034667 | 0 | 0 | 0.00021475 | 3.4085e-05 | 2.3014e-05 | 2.6519e-06 | 0.00017346 | 0 | 3.2292e-05 | 0 | 0 | 0 | 0.00056142 | 6.6377e-05 | 2.3014e-05 | 2.6519e-06 | 0.00017346 | 0.00082692 | 1917.1322
3235 | hvac_0005 | Variable Speed HP RTU, Electric Backup | TRUE | 1.4091 | Food Service | GA, Bibb County | 3001_8000 | Small Packaged Unit | gen5_led | Georgia | 93.0995 | B: Food-Service Buildings with Small Packaged Units | 0.00019542 | 0.00022007 | 0 | 0 | 0 | 0.0005934 | 0.0002145 | 7.5862e-05 | 6.9665e-05 | 0.00010798 | 4.5504e-05 | 0.0006015 | 0.00075361 | 0 | 0 | 0.0006389 | 0.000816 | 7.5862e-05 | 6.9665e-05 | 0.0008616 | 0.002462 | 7750.2418
3236 | hvac_0005 | Variable Speed HP RTU, Electric Backup | TRUE | 7.0713 | Food Service | GA, Bibb County | 1001_3000 | Small Packaged Unit | gen2_t8_halogen | Georgia | 186.9569 | B: Food-Service Buildings with Small Packaged Units | 0.00073467 | 0.00078986 | 0 | 0 | 0 | 0.0014525 | 0.0011876 | 0.00036869 | 0.0003453 | 0.0002189 | 4.7586e-06 | 0.0040582 | 0.0013859 | 0 | 0 | 0.0014572 | 0.0052459 | 0.00036869 | 0.0003453 | 0.0016048 | 0.0090219 | 14142.6113
3238 | hvac_0005 | Variable Speed HP RTU, Electric Backup | TRUE | 21.7077 | Food Service | GA, Bibb County | _1000 | Small Packaged Unit | gen2_t8_halogen | Georgia | 229.0889 | B: Food-Service Buildings with Small Packaged Units | 0.0012661 | 0.0013897 | 0 | 0 | 0 | 0.0020242 | 0.00098616 | 0.0004329 | 0.0010648 | 0.00038125 | 5.6581e-05 | 0.0099083 | 0.0021147 | 0 | 0 | 0.0020807 | 0.010894 | 0.0004329 | 0.0010648 | 0.0024959 | 0.016969 | 21707.6677
16270 | hvac_0005 | Variable Speed HP RTU, Electric Backup | TRUE | 1.475 | Food Service | GA, Bibb County | 8001_12000 | Small Packaged Unit | gen2_t8_halogen | Georgia | 77.9358 | B: Food-Service Buildings with Small Packaged Units | 0.00030116 | 0.00035229 | 0 | 0 | 0 | 0.00089443 | 0.00033053 | 0.00022713 | 7.2164e-05 | 0.00019914 | 0.00011346 | 0.00061337 | 0.0014721 | 0 | 0 | 0.0010079 | 0.00094389 | 0.00022713 | 7.2164e-05 | 0.0016712 | 0.0039223 | 14749.5566
16276 | hvac_0005 | Variable Speed HP RTU, Electric Backup | TRUE | 0.64493 | Food Service | GA, Bibb County | 12001_30000 | Small Packaged Unit | gen5_led | Georgia | 71.8116 | B: Food-Service Buildings with Small Packaged Units | 0.00026669 | 0.00031114 | 0 | 0 | 0 | 0.00075474 | 0.00062118 | 0.00012168 | 3.2e-05 | 0.00017831 | 5.1512e-05 | 0.00027032 | 0.0012889 | 0 | 0 | 0.00080625 | 0.0008915 | 0.00012168 | 3.2e-05 | 0.0014672 | 0.0033186 | 13543.5365
96354 | hvac_0005 | Variable Speed HP RTU, Electric Backup | FALSE | 0.054775 | Food Service | GA, Bibb County | 30001_40000 | Multizone CAV/VAV | gen2_t8_halogen | Georgia | 126.4103 | F: Buildings with Electric Resistance Multizone Systems | 4.9756e-05 | 5.554e-05 | 0.00034667 | 0 | 0 | 0.00021475 | 3.4085e-05 | 2.3014e-05 | 2.6519e-06 | 0.00017346 | 0 | 3.2292e-05 | 0 | 0 | 0 | 0.00056142 | 6.6377e-05 | 2.3014e-05 | 2.6519e-06 | 0.00017346 | 0.00082692 | 1917.1322
3235 | hvac_0006 | VRF with DOAS | FALSE | 1.4091 | Food Service | GA, Bibb County | 3001_8000 | Small Packaged Unit | gen5_led | Georgia | 103.5288 | B: Food-Service Buildings with Small Packaged Units | 0.00022027 | 0.00025155 | 0 | 0 | 0 | 0.00084291 | 0.0002145 | 7.5862e-05 | 6.9491e-05 | 0.00010798 | 7.1962e-05 | 0.0006015 | 0.00075361 | 0 | 0 | 0.00091487 | 0.000816 | 7.5862e-05 | 6.9491e-05 | 0.0008616 | 0.0027378 | 7750.2418
3236 | hvac_0006 | VRF with DOAS | FALSE | 7.0713 | Food Service | GA, Bibb County | 1001_3000 | Small Packaged Unit | gen2_t8_halogen | Georgia | 195.9556 | B: Food-Service Buildings with Small Packaged Units | 0.00075064 | 0.00081411 | 0 | 0 | 0 | 0.0013628 | 0.0011876 | 0.00036869 | 0.0003441 | 0.0002189 | 0.00052988 | 0.0040582 | 0.0013859 | 0 | 0 | 0.0018927 | 0.0052459 | 0.00036869 | 0.0003441 | 0.0016048 | 0.0094561 | 14142.6113
3238 | hvac_0006 | VRF with DOAS | FALSE | 21.7077 | Food Service | GA, Bibb County | _1000 | Small Packaged Unit | gen2_t8_halogen | Georgia | 235.5139 | B: Food-Service Buildings with Small Packaged Units | 0.0012744 | 0.0014213 | 0 | 0 | 0 | 0.0020231 | 0.00098616 | 0.0004329 | 0.0010627 | 0.00038125 | 0.00053556 | 0.0099083 | 0.0021147 | 0 | 0 | 0.0025587 | 0.010894 | 0.0004329 | 0.0010627 | 0.0024959 | 0.017444 | 21707.6677
16270 | hvac_0006 | VRF with DOAS | FALSE | 1.475 | Food Service | GA, Bibb County | 8001_12000 | Small Packaged Unit | gen2_t8_halogen | Georgia | 88.3175 | B: Food-Service Buildings with Small Packaged Units | 0.00032998 | 0.00039361 | 0 | 0 | 0 | 0.0010169 | 0.00033053 | 0.00022713 | 7.2164e-05 | 0.00019914 | 0.00051345 | 0.00061337 | 0.0014721 | 0 | 0 | 0.0015303 | 0.00094389 | 0.00022713 | 7.2164e-05 | 0.0016712 | 0.0044448 | 14749.5566
16276 | hvac_0006 | VRF with DOAS | FALSE | 0.64493 | Food Service | GA, Bibb County | 12001_30000 | Small Packaged Unit | gen5_led | Georgia | 78.4497 | B: Food-Service Buildings with Small Packaged Units | 0.0002878 | 0.00034234 | 0 | 0 | 0 | 0.00095923 | 0.00062118 | 0.00012168 | 3.1915e-05 | 0.00017831 | 0.00015388 | 0.00027032 | 0.0012888 | 0 | 0 | 0.0011131 | 0.0008915 | 0.00012168 | 3.1915e-05 | 0.0014672 | 0.0036254 | 13543.5365
96354 | hvac_0006 | VRF with DOAS | FALSE | 0.054775 | Food Service | GA, Bibb County | 30001_40000 | Multizone CAV/VAV | gen2_t8_halogen | Georgia | 126.4103 | F: Buildings with Electric Resistance Multizone Systems | 4.9756e-05 | 5.554e-05 | 0.00034667 | 0 | 0 | 0.00021475 | 3.4085e-05 | 2.3014e-05 | 2.6519e-06 | 0.00017346 | 0 | 3.2292e-05 | 0 | 0 | 0 | 0.00056142 | 6.6377e-05 | 2.3014e-05 | 2.6519e-06 | 0.00017346 | 0.00082692 | 1917.1322
3235 | hvac_0007 | Demand Control Ventilation | FALSE | 1.4091 | Food Service | GA, Bibb County | 3001_8000 | Small Packaged Unit | gen5_led | Georgia | 103.5288 | B: Food-Service Buildings with Small Packaged Units | 0.00022027 | 0.00025155 | 0 | 0 | 0 | 0.00084291 | 0.0002145 | 7.5862e-05 | 6.9491e-05 | 0.00010798 | 7.1962e-05 | 0.0006015 | 0.00075361 | 0 | 0 | 0.00091487 | 0.000816 | 7.5862e-05 | 6.9491e-05 | 0.0008616 | 0.0027378 | 7750.2418
3236 | hvac_0007 | Demand Control Ventilation | FALSE | 7.0713 | Food Service | GA, Bibb County | 1001_3000 | Small Packaged Unit | gen2_t8_halogen | Georgia | 195.9556 | B: Food-Service Buildings with Small Packaged Units | 0.00075064 | 0.00081411 | 0 | 0 | 0 | 0.0013628 | 0.0011876 | 0.00036869 | 0.0003441 | 0.0002189 | 0.00052988 | 0.0040582 | 0.0013859 | 0 | 0 | 0.0018927 | 0.0052459 | 0.00036869 | 0.0003441 | 0.0016048 | 0.0094561 | 14142.6113
3238 | hvac_0007 | Demand Control Ventilation | FALSE | 21.7077 | Food Service | GA, Bibb County | _1000 | Small Packaged Unit | gen2_t8_halogen | Georgia | 235.5139 | B: Food-Service Buildings with Small Packaged Units | 0.0012744 | 0.0014213 | 0 | 0 | 0 | 0.0020231 | 0.00098616 | 0.0004329 | 0.0010627 | 0.00038125 | 0.00053556 | 0.0099083 | 0.0021147 | 0 | 0 | 0.0025587 | 0.010894 | 0.0004329 | 0.0010627 | 0.0024959 | 0.017444 | 21707.6677
16270 | hvac_0007 | Demand Control Ventilation | FALSE | 1.475 | Food Service | GA, Bibb County | 8001_12000 | Small Packaged Unit | gen2_t8_halogen | Georgia | 88.3175 | B: Food-Service Buildings with Small Packaged Units | 0.00032998 | 0.00039361 | 0 | 0 | 0 | 0.0010169 | 0.00033053 | 0.00022713 | 7.2164e-05 | 0.00019914 | 0.00051345 | 0.00061337 | 0.0014721 | 0 | 0 | 0.0015303 | 0.00094389 | 0.00022713 | 7.2164e-05 | 0.0016712 | 0.0044448 | 14749.5566
16276 | hvac_0007 | Demand Control Ventilation | FALSE | 0.64493 | Food Service | GA, Bibb County | 12001_30000 | Small Packaged Unit | gen5_led | Georgia | 78.4497 | B: Food-Service Buildings with Small Packaged Units | 0.0002878 | 0.00034234 | 0 | 0 | 0 | 0.00095923 | 0.00062118 | 0.00012168 | 3.1915e-05 | 0.00017831 | 0.00015388 | 0.00027032 | 0.0012888 | 0 | 0 | 0.0011131 | 0.0008915 | 0.00012168 | 3.1915e-05 | 0.0014672 | 0.0036254 | 13543.5365
96354 | hvac_0007 | Demand Control Ventilation | FALSE | 0.054775 | Food Service | GA, Bibb County | 30001_40000 | Multizone CAV/VAV | gen2_t8_halogen | Georgia | 126.4103 | F: Buildings with Electric Resistance Multizone Systems | 4.9756e-05 | 5.554e-05 | 0.00034667 | 0 | 0 | 0.00021475 | 3.4085e-05 | 2.3014e-05 | 2.6519e-06 | 0.00017346 | 0 | 3.2292e-05 | 0 | 0 | 0 | 0.00056142 | 6.6377e-05 | 2.3014e-05 | 2.6519e-06 | 0.00017346 | 0.00082692 | 1917.1322
3235 | hvac_0008 | Energy Recovery for AHUs | FALSE | 1.4091 | Food Service | GA, Bibb County | 3001_8000 | Small Packaged Unit | gen5_led | Georgia | 103.5288 | B: Food-Service Buildings with Small Packaged Units | 0.00022027 | 0.00025155 | 0 | 0 | 0 | 0.00084291 | 0.0002145 | 7.5862e-05 | 6.9491e-05 | 0.00010798 | 7.1962e-05 | 0.0006015 | 0.00075361 | 0 | 0 | 0.00091487 | 0.000816 | 7.5862e-05 | 6.9491e-05 | 0.0008616 | 0.0027378 | 7750.2418
3236 | hvac_0008 | Energy Recovery for AHUs | FALSE | 7.0713 | Food Service | GA, Bibb County | 1001_3000 | Small Packaged Unit | gen2_t8_halogen | Georgia | 195.9556 | B: Food-Service Buildings with Small Packaged Units | 0.00075064 | 0.00081411 | 0 | 0 | 0 | 0.0013628 | 0.0011876 | 0.00036869 | 0.0003441 | 0.0002189 | 0.00052988 | 0.0040582 | 0.0013859 | 0 | 0 | 0.0018927 | 0.0052459 | 0.00036869 | 0.0003441 | 0.0016048 | 0.0094561 | 14142.6113
3238 | hvac_0008 | Energy Recovery for AHUs | FALSE | 21.7077 | Food Service | GA, Bibb County | _1000 | Small Packaged Unit | gen2_t8_halogen | Georgia | 235.5139 | B: Food-Service Buildings with Small Packaged Units | 0.0012744 | 0.0014213 | 0 | 0 | 0 | 0.0020231 | 0.00098616 | 0.0004329 | 0.0010627 | 0.00038125 | 0.00053556 | 0.0099083 | 0.0021147 | 0 | 0 | 0.0025587 | 0.010894 | 0.0004329 | 0.0010627 | 0.0024959 | 0.017444 | 21707.6677
16270 | hvac_0008 | Energy Recovery for AHUs | FALSE | 1.475 | Food Service | GA, Bibb County | 8001_12000 | Small Packaged Unit | gen2_t8_halogen | Georgia | 88.3175 | B: Food-Service Buildings with Small Packaged Units | 0.00032998 | 0.00039361 | 0 | 0 | 0 | 0.0010169 | 0.00033053 | 0.00022713 | 7.2164e-05 | 0.00019914 | 0.00051345 | 0.00061337 | 0.0014721 | 0 | 0 | 0.0015303 | 0.00094389 | 0.00022713 | 7.2164e-05 | 0.0016712 | 0.0044448 | 14749.5566
16276 | hvac_0008 | Energy Recovery for AHUs | FALSE | 0.64493 | Food Service | GA, Bibb County | 12001_30000 | Small Packaged Unit | gen5_led | Georgia | 78.4497 | B: Food-Service Buildings with Small Packaged Units | 0.0002878 | 0.00034234 | 0 | 0 | 0 | 0.00095923 | 0.00062118 | 0.00012168 | 3.1915e-05 | 0.00017831 | 0.00015388 | 0.00027032 | 0.0012888 | 0 | 0 | 0.0011131 | 0.0008915 | 0.00012168 | 3.1915e-05 | 0.0014672 | 0.0036254 | 13543.5365
96354 | hvac_0008 | Energy Recovery for AHUs | FALSE | 0.054775 | Food Service | GA, Bibb County | 30001_40000 | Multizone CAV/VAV | gen2_t8_halogen | Georgia | 126.4103 | F: Buildings with Electric Resistance Multizone Systems | 4.9756e-05 | 5.554e-05 | 0.00034667 | 0 | 0 | 0.00021475 | 3.4085e-05 | 2.3014e-05 | 2.6519e-06 | 0.00017346 | 0 | 3.2292e-05 | 0 | 0 | 0 | 0.00056142 | 6.6377e-05 | 2.3014e-05 | 2.6519e-06 | 0.00017346 | 0.00082692 | 1917.1322
3235 | hvac_0009 | Air Side Economizers for AHUs | TRUE | 1.4091 | Food Service | GA, Bibb County | 3001_8000 | Small Packaged Unit | gen5_led | Georgia | 102.9727 | B: Food-Service Buildings with Small Packaged Units | 0.00021892 | 0.00024915 | 0 | 0 | 0 | 0.00081608 | 0.0002145 | 7.5862e-05 | 6.9385e-05 | 0.00010798 | 8.4183e-05 | 0.0006015 | 0.00075361 | 0 | 0 | 0.00090026 | 0.000816 | 7.5862e-05 | 6.9385e-05 | 0.0008616 | 0.0027231 | 7750.2418
3236 | hvac_0009 | Air Side Economizers for AHUs | TRUE | 7.0713 | Food Service | GA, Bibb County | 1001_3000 | Small Packaged Unit | gen2_t8_halogen | Georgia | 194.9361 | B: Food-Service Buildings with Small Packaged Units | 0.00074613 | 0.00080818 | 0 | 0 | 0 | 0.0013127 | 0.0011876 | 0.00036869 | 0.00034376 | 0.0002189 | 0.00053116 | 0.0040582 | 0.0013859 | 0 | 0 | 0.0018439 | 0.0052459 | 0.00036869 | 0.00034376 | 0.0016048 | 0.009407 | 14142.6113
3238 | hvac_0009 | Air Side Economizers for AHUs | TRUE | 21.7077 | Food Service | GA, Bibb County | _1000 | Small Packaged Unit | gen2_t8_halogen | Georgia | 234.5722 | B: Food-Service Buildings with Small Packaged Units | 0.0012695 | 0.001412 | 0 | 0 | 0 | 0.0019377 | 0.00098616 | 0.0004329 | 0.0010582 | 0.00038125 | 0.00055552 | 0.0099083 | 0.0021147 | 0 | 0 | 0.0024933 | 0.010894 | 0.0004329 | 0.0010582 | 0.0024959 | 0.017375 | 21707.6677
16270 | hvac_0009 | Air Side Economizers for AHUs | TRUE | 1.475 | Food Service | GA, Bibb County | 8001_12000 | Small Packaged Unit | gen2_t8_halogen | Georgia | 88.0517 | B: Food-Service Buildings with Small Packaged Units | 0.00032895 | 0.00039186 | 0 | 0 | 0 | 0.0010005 | 0.00033053 | 0.00022713 | 7.2164e-05 | 0.00019914 | 0.00051645 | 0.00061337 | 0.0014721 | 0 | 0 | 0.001517 | 0.00094389 | 0.00022713 | 7.2164e-05 | 0.0016712 | 0.0044314 | 14749.5566
16276 | hvac_0009 | Air Side Economizers for AHUs | TRUE | 0.64493 | Food Service | GA, Bibb County | 12001_30000 | Small Packaged Unit | gen5_led | Georgia | 78.2073 | B: Food-Service Buildings with Small Packaged Units | 0.0002866 | 0.00034018 | 0 | 0 | 0 | 0.00093216 | 0.00062118 | 0.00012168 | 3.1878e-05 | 0.00017831 | 0.00016978 | 0.00027032 | 0.0012889 | 0 | 0 | 0.0011019 | 0.0008915 | 0.00012168 | 3.1878e-05 | 0.0014672 | 0.0036142 | 13543.5365
96354 | hvac_0009 | Air Side Economizers for AHUs | TRUE | 0.054775 | Food Service | GA, Bibb County | 30001_40000 | Multizone CAV/VAV | gen2_t8_halogen | Georgia | 119.4985 | F: Buildings with Electric Resistance Multizone Systems | 4.6746e-05 | 5.2725e-05 | 0.00032508 | 0 | 0 | 0.00019117 | 3.4085e-05 | 2.3014e-05 | 2.6524e-06 | 0.00017341 | 0 | 3.2292e-05 | 0 | 0 | 0 | 0.00051625 | 6.6377e-05 | 2.3014e-05 | 2.6524e-06 | 0.00017341 | 0.0007817 | 1917.1322
3235 | hvac_0010 | VRF with DOAS, 25pct Heat Pump Upsizing Allowance | FALSE | 1.4091 | Food Service | GA, Bibb County | 3001_8000 | Small Packaged Unit | gen5_led | Georgia | 103.5288 | B: Food-Service Buildings with Small Packaged Units | 0.00022027 | 0.00025155 | 0 | 0 | 0 | 0.00084291 | 0.0002145 | 7.5862e-05 | 6.9491e-05 | 0.00010798 | 7.1962e-05 | 0.0006015 | 0.00075361 | 0 | 0 | 0.00091487 | 0.000816 | 7.5862e-05 | 6.9491e-05 | 0.0008616 | 0.0027378 | 7750.2418
3236 | hvac_0010 | VRF with DOAS, 25pct Heat Pump Upsizing Allowance | FALSE | 7.0713 | Food Service | GA, Bibb County | 1001_3000 | Small Packaged Unit | gen2_t8_halogen | Georgia | 195.9556 | B: Food-Service Buildings with Small Packaged Units | 0.00075064 | 0.00081411 | 0 | 0 | 0 | 0.0013628 | 0.0011876 | 0.00036869 | 0.0003441 | 0.0002189 | 0.00052988 | 0.0040582 | 0.0013859 | 0 | 0 | 0.0018927 | 0.0052459 | 0.00036869 | 0.0003441 | 0.0016048 | 0.0094561 | 14142.6113
3238 | hvac_0010 | VRF with DOAS, 25pct Heat Pump Upsizing Allowance | FALSE | 21.7077 | Food Service | GA, Bibb County | _1000 | Small Packaged Unit | gen2_t8_halogen | Georgia | 235.5139 | B: Food-Service Buildings with Small Packaged Units | 0.0012744 | 0.0014213 | 0 | 0 | 0 | 0.0020231 | 0.00098616 | 0.0004329 | 0.0010627 | 0.00038125 | 0.00053556 | 0.0099083 | 0.0021147 | 0 | 0 | 0.0025587 | 0.010894 | 0.0004329 | 0.0010627 | 0.0024959 | 0.017444 | 21707.6677
16270 | hvac_0010 | VRF with DOAS, 25pct Heat Pump Upsizing Allowance | FALSE | 1.475 | Food Service | GA, Bibb County | 8001_12000 | Small Packaged Unit | gen2_t8_halogen | Georgia | 88.3175 | B: Food-Service Buildings with Small Packaged Units | 0.00032998 | 0.00039361 | 0 | 0 | 0 | 0.0010169 | 0.00033053 | 0.00022713 | 7.2164e-05 | 0.00019914 | 0.00051345 | 0.00061337 | 0.0014721 | 0 | 0 | 0.0015303 | 0.00094389 | 0.00022713 | 7.2164e-05 | 0.0016712 | 0.0044448 | 14749.5566
16276 | hvac_0010 | VRF with DOAS, 25pct Heat Pump Upsizing Allowance | FALSE | 0.64493 | Food Service | GA, Bibb County | 12001_30000 | Small Packaged Unit | gen5_led | Georgia | 78.4497 | B: Food-Service Buildings with Small Packaged Units | 0.0002878 | 0.00034234 | 0 | 0 | 0 | 0.00095923 | 0.00062118 | 0.00012168 | 3.1915e-05 | 0.00017831 | 0.00015388 | 0.00027032 | 0.0012888 | 0 | 0 | 0.0011131 | 0.0008915 | 0.00012168 | 3.1915e-05 | 0.0014672 | 0.0036254 | 13543.5365
96354 | hvac_0010 | VRF with DOAS, 25pct Heat Pump Upsizing Allowance | FALSE | 0.054775 | Food Service | GA, Bibb County | 30001_40000 | Multizone CAV/VAV | gen2_t8_halogen | Georgia | 126.4103 | F: Buildings with Electric Resistance Multizone Systems | 4.9756e-05 | 5.554e-05 | 0.00034667 | 0 | 0 | 0.00021475 | 3.4085e-05 | 2.3014e-05 | 2.6519e-06 | 0.00017346 | 0 | 3.2292e-05 | 0 | 0 | 0 | 0.00056142 | 6.6377e-05 | 2.3014e-05 | 2.6519e-06 | 0.00017346 | 0.00082692 | 1917.1322
3235 | hvac_0012 | Unoccupied AHU Control | TRUE | 1.4091 | Food Service | GA, Bibb County | 3001_8000 | Small Packaged Unit | gen5_led | Georgia | 98.2146 | B: Food-Service Buildings with Small Packaged Units | 0.00019962 | 0.00023409 | 0 | 0 | 0 | 0.00068877 | 0.0002145 | 7.5862e-05 | 6.9531e-05 | 0.00010798 | 8.5532e-05 | 0.0006015 | 0.00075361 | 0 | 0 | 0.0007743 | 0.000816 | 7.5862e-05 | 6.9531e-05 | 0.0008616 | 0.0025973 | 7750.2418
3236 | hvac_0012 | Unoccupied AHU Control | TRUE | 7.0713 | Food Service | GA, Bibb County | 1001_3000 | Small Packaged Unit | gen2_t8_halogen | Georgia | 195.6625 | B: Food-Service Buildings with Small Packaged Units | 0.00074903 | 0.00081245 | 0 | 0 | 0 | 0.0013493 | 0.0011876 | 0.00036869 | 0.00034396 | 0.0002189 | 0.00052928 | 0.0040582 | 0.0013859 | 0 | 0 | 0.0018786 | 0.0052459 | 0.00036869 | 0.00034396 | 0.0016048 | 0.009442 | 14142.6113
3238 | hvac_0012 | Unoccupied AHU Control | TRUE | 21.7077 | Food Service | GA, Bibb County | _1000 | Small Packaged Unit | gen2_t8_halogen | Georgia | 235.2861 | B: Food-Service Buildings with Small Packaged Units | 0.0012726 | 0.0014196 | 0 | 0 | 0 | 0.0020116 | 0.00098616 | 0.0004329 | 0.0010625 | 0.00038125 | 0.00053022 | 0.0099083 | 0.0021147 | 0 | 0 | 0.0025418 | 0.010894 | 0.0004329 | 0.0010625 | 0.0024959 | 0.017428 | 21707.6677
16270 | hvac_0012 | Unoccupied AHU Control | TRUE | 1.475 | Food Service | GA, Bibb County | 8001_12000 | Small Packaged Unit | gen2_t8_halogen | Georgia | 88.2539 | B: Food-Service Buildings with Small Packaged Units | 0.00032966 | 0.00039333 | 0 | 0 | 0 | 0.0010156 | 0.00033053 | 0.00022713 | 7.2164e-05 | 0.00019914 | 0.00051159 | 0.00061337 | 0.0014721 | 0 | 0 | 0.0015272 | 0.00094389 | 0.00022713 | 7.2164e-05 | 0.0016712 | 0.0044416 | 14749.5566
16276 | hvac_0012 | Unoccupied AHU Control | TRUE | 0.64493 | Food Service | GA, Bibb County | 12001_30000 | Small Packaged Unit | gen5_led | Georgia | 78.3843 | B: Food-Service Buildings with Small Packaged Units | 0.00028742 | 0.00034202 | 0 | 0 | 0 | 0.0009569 | 0.00062118 | 0.00012168 | 3.1915e-05 | 0.00017831 | 0.00015317 | 0.00027032 | 0.0012888 | 0 | 0 | 0.0011101 | 0.0008915 | 0.00012168 | 3.1915e-05 | 0.0014672 | 0.0036223 | 13543.5365
96354 | hvac_0012 | Unoccupied AHU Control | FALSE | 0.054775 | Food Service | GA, Bibb County | 30001_40000 | Multizone CAV/VAV | gen2_t8_halogen | Georgia | 126.4103 | F: Buildings with Electric Resistance Multizone Systems | 4.9756e-05 | 5.554e-05 | 0.00034667 | 0 | 0 | 0.00021475 | 3.4085e-05 | 2.3014e-05 | 2.6519e-06 | 0.00017346 | 0 | 3.2292e-05 | 0 | 0 | 0 | 0.00056142 | 6.6377e-05 | 2.3014e-05 | 2.6519e-06 | 0.00017346 | 0.00082692 | 1917.1322
3235 | hvac_0013 | Variable Speed HP RTU, Electric Backup, Energy Recovery | TRUE | 1.4091 | Food Service | GA, Bibb County | 3001_8000 | Small Packaged Unit | gen5_led | Georgia | 93.0995 | B: Food-Service Buildings with Small Packaged Units | 0.00019542 | 0.00022007 | 0 | 0 | 0 | 0.0005934 | 0.0002145 | 7.5862e-05 | 6.9665e-05 | 0.00010798 | 4.5504e-05 | 0.0006015 | 0.00075361 | 0 | 0 | 0.0006389 | 0.000816 | 7.5862e-05 | 6.9665e-05 | 0.0008616 | 0.002462 | 7750.2418
3236 | hvac_0013 | Variable Speed HP RTU, Electric Backup, Energy Recovery | TRUE | 7.0713 | Food Service | GA, Bibb County | 1001_3000 | Small Packaged Unit | gen2_t8_halogen | Georgia | 186.9569 | B: Food-Service Buildings with Small Packaged Units | 0.00073467 | 0.00078986 | 0 | 0 | 0 | 0.0014525 | 0.0011876 | 0.00036869 | 0.0003453 | 0.0002189 | 4.7586e-06 | 0.0040582 | 0.0013859 | 0 | 0 | 0.0014572 | 0.0052459 | 0.00036869 | 0.0003453 | 0.0016048 | 0.0090219 | 14142.6113
3238 | hvac_0013 | Variable Speed HP RTU, Electric Backup, Energy Recovery | TRUE | 21.7077 | Food Service | GA, Bibb County | _1000 | Small Packaged Unit | gen2_t8_halogen | Georgia | 229.0889 | B: Food-Service Buildings with Small Packaged Units | 0.0012661 | 0.0013897 | 0 | 0 | 0 | 0.0020242 | 0.00098616 | 0.0004329 | 0.0010648 | 0.00038125 | 5.6581e-05 | 0.0099083 | 0.0021147 | 0 | 0 | 0.0020807 | 0.010894 | 0.0004329 | 0.0010648 | 0.0024959 | 0.016969 | 21707.6677
16270 | hvac_0013 | Variable Speed HP RTU, Electric Backup, Energy Recovery | TRUE | 1.475 | Food Service | GA, Bibb County | 8001_12000 | Small Packaged Unit | gen2_t8_halogen | Georgia | 77.9358 | B: Food-Service Buildings with Small Packaged Units | 0.00030116 | 0.00035229 | 0 | 0 | 0 | 0.00089443 | 0.00033053 | 0.00022713 | 7.2164e-05 | 0.00019914 | 0.00011346 | 0.00061337 | 0.0014721 | 0 | 0 | 0.0010079 | 0.00094389 | 0.00022713 | 7.2164e-05 | 0.0016712 | 0.0039223 | 14749.5566
16276 | hvac_0013 | Variable Speed HP RTU, Electric Backup, Energy Recovery | TRUE | 0.64493 | Food Service | GA, Bibb County | 12001_30000 | Small Packaged Unit | gen5_led | Georgia | 71.8116 | B: Food-Service Buildings with Small Packaged Units | 0.00026669 | 0.00031114 | 0 | 0 | 0 | 0.00075474 | 0.00062118 | 0.00012168 | 3.2e-05 | 0.00017831 | 5.1512e-05 | 0.00027032 | 0.0012889 | 0 | 0 | 0.00080625 | 0.0008915 | 0.00012168 | 3.2e-05 | 0.0014672 | 0.0033186 | 13543.5365
96354 | hvac_0013 | Variable Speed HP RTU, Electric Backup, Energy Recovery | FALSE | 0.054775 | Food Service | GA, Bibb County | 30001_40000 | Multizone CAV/VAV | gen2_t8_halogen | Georgia | 126.4103 | F: Buildings with Electric Resistance Multizone Systems | 4.9756e-05 | 5.554e-05 | 0.00034667 | 0 | 0 | 0.00021475 | 3.4085e-05 | 2.3014e-05 | 2.6519e-06 | 0.00017346 | 0 | 3.2292e-05 | 0 | 0 | 0 | 0.00056142 | 6.6377e-05 | 2.3014e-05 | 2.6519e-06 | 0.00017346 | 0.00082692 | 1917.1322
3235 | hvac_0014 | Advanced RTU Controls | TRUE | 1.4091 | Food Service | GA, Bibb County | 3001_8000 | Small Packaged Unit | gen5_led | Georgia | 92.6596 | B: Food-Service Buildings with Small Packaged Units | 0.00018825 | 0.00021536 | 0 | 0 | 0 | 0.00051861 | 0.0002145 | 7.5862e-05 | 6.9344e-05 | 0.00010798 | 0.00010896 | 0.0006015 | 0.00075361 | 0 | 0 | 0.00062757 | 0.000816 | 7.5862e-05 | 6.9344e-05 | 0.0008616 | 0.0024504 | 7750.2418
3236 | hvac_0014 | Advanced RTU Controls | TRUE | 7.0713 | Food Service | GA, Bibb County | 1001_3000 | Small Packaged Unit | gen2_t8_halogen | Georgia | 188.0681 | B: Food-Service Buildings with Small Packaged Units | 0.00071835 | 0.00077325 | 0 | 0 | 0 | 0.0010685 | 0.0011876 | 0.00036869 | 0.00034349 | 0.0002189 | 0.00044409 | 0.0040582 | 0.0013859 | 0 | 0 | 0.0015126 | 0.0052459 | 0.00036869 | 0.00034349 | 0.0016048 | 0.0090755 | 14142.6113
3238 | hvac_0014 | Advanced RTU Controls | TRUE | 21.7077 | Food Service | GA, Bibb County | _1000 | Small Packaged Unit | gen2_t8_halogen | Georgia | 228.6639 | B: Food-Service Buildings with Small Packaged Units | 0.0012462 | 0.0013635 | 0 | 0 | 0 | 0.001568 | 0.00098616 | 0.0004329 | 0.0010594 | 0.00038125 | 0.00048639 | 0.0099083 | 0.0021147 | 0 | 0 | 0.0020544 | 0.010894 | 0.0004329 | 0.0010594 | 0.0024959 | 0.016937 | 21707.6677
16270 | hvac_0014 | Advanced RTU Controls | TRUE | 1.475 | Food Service | GA, Bibb County | 8001_12000 | Small Packaged Unit | gen2_t8_halogen | Georgia | 79.1228 | B: Food-Service Buildings with Small Packaged Units | 0.00029643 | 0.00034508 | 0 | 0 | 0 | 0.00068054 | 0.00033053 | 0.00022713 | 7.1955e-05 | 0.00019914 | 0.00038727 | 0.00061337 | 0.0014721 | 0 | 0 | 0.0010678 | 0.00094389 | 0.00022713 | 7.1955e-05 | 0.0016713 | 0.0039821 | 14749.5566
16276 | hvac_0014 | Advanced RTU Controls | TRUE | 0.64493 | Food Service | GA, Bibb County | 12001_30000 | Small Packaged Unit | gen5_led | Georgia | 72.8385 | B: Food-Service Buildings with Small Packaged Units | 0.00026768 | 0.00031342 | 0 | 0 | 0 | 0.00073772 | 0.00062118 | 0.00012168 | 3.189e-05 | 0.00017831 | 0.00011609 | 0.00027032 | 0.0012889 | 0 | 0 | 0.00085381 | 0.0008915 | 0.00012168 | 3.189e-05 | 0.0014672 | 0.003366 | 13543.5365
96354 | hvac_0014 | Advanced RTU Controls | FALSE | 0.054775 | Food Service | GA, Bibb County | 30001_40000 | Multizone CAV/VAV | gen2_t8_halogen | Georgia | 126.4103 | F: Buildings with Electric Resistance Multizone Systems | 4.9756e-05 | 5.554e-05 | 0.00034667 | 0 | 0 | 0.00021475 | 3.4085e-05 | 2.3014e-05 | 2.6519e-06 | 0.00017346 | 0 | 3.2292e-05 | 0 | 0 | 0 | 0.00056142 | 6.6377e-05 | 2.3014e-05 | 2.6519e-06 | 0.00017346 | 0.00082692 | 1917.1322
3235 | hvac_0015 | Hydronic Water-to-Water Geothermal Heat Pump | FALSE | 1.4091 | Food Service | GA, Bibb County | 3001_8000 | Small Packaged Unit | gen5_led | Georgia | 103.5288 | B: Food-Service Buildings with Small Packaged Units | 0.00022027 | 0.00025155 | 0 | 0 | 0 | 0.00084291 | 0.0002145 | 7.5862e-05 | 6.9491e-05 | 0.00010798 | 7.1962e-05 | 0.0006015 | 0.00075361 | 0 | 0 | 0.00091487 | 0.000816 | 7.5862e-05 | 6.9491e-05 | 0.0008616 | 0.0027378 | 7750.2418
3236 | hvac_0015 | Hydronic Water-to-Water Geothermal Heat Pump | FALSE | 7.0713 | Food Service | GA, Bibb County | 1001_3000 | Small Packaged Unit | gen2_t8_halogen | Georgia | 195.9556 | B: Food-Service Buildings with Small Packaged Units | 0.00075064 | 0.00081411 | 0 | 0 | 0 | 0.0013628 | 0.0011876 | 0.00036869 | 0.0003441 | 0.0002189 | 0.00052988 | 0.0040582 | 0.0013859 | 0 | 0 | 0.0018927 | 0.0052459 | 0.00036869 | 0.0003441 | 0.0016048 | 0.0094561 | 14142.6113
3238 | hvac_0015 | Hydronic Water-to-Water Geothermal Heat Pump | FALSE | 21.7077 | Food Service | GA, Bibb County | _1000 | Small Packaged Unit | gen2_t8_halogen | Georgia | 235.5139 | B: Food-Service Buildings with Small Packaged Units | 0.0012744 | 0.0014213 | 0 | 0 | 0 | 0.0020231 | 0.00098616 | 0.0004329 | 0.0010627 | 0.00038125 | 0.00053556 | 0.0099083 | 0.0021147 | 0 | 0 | 0.0025587 | 0.010894 | 0.0004329 | 0.0010627 | 0.0024959 | 0.017444 | 21707.6677
16270 | hvac_0015 | Hydronic Water-to-Water Geothermal Heat Pump | FALSE | 1.475 | Food Service | GA, Bibb County | 8001_12000 | Small Packaged Unit | gen2_t8_halogen | Georgia | 88.3175 | B: Food-Service Buildings with Small Packaged Units | 0.00032998 | 0.00039361 | 0 | 0 | 0 | 0.0010169 | 0.00033053 | 0.00022713 | 7.2164e-05 | 0.00019914 | 0.00051345 | 0.00061337 | 0.0014721 | 0 | 0 | 0.0015303 | 0.00094389 | 0.00022713 | 7.2164e-05 | 0.0016712 | 0.0044448 | 14749.5566
16276 | hvac_0015 | Hydronic Water-to-Water Geothermal Heat Pump | FALSE | 0.64493 | Food Service | GA, Bibb County | 12001_30000 | Small Packaged Unit | gen5_led | Georgia | 78.4497 | B: Food-Service Buildings with Small Packaged Units | 0.0002878 | 0.00034234 | 0 | 0 | 0 | 0.00095923 | 0.00062118 | 0.00012168 | 3.1915e-05 | 0.00017831 | 0.00015388 | 0.00027032 | 0.0012888 | 0 | 0 | 0.0011131 | 0.0008915 | 0.00012168 | 3.1915e-05 | 0.0014672 | 0.0036254 | 13543.5365
96354 | hvac_0015 | Hydronic Water-to-Water Geothermal Heat Pump | FALSE | 0.054775 | Food Service | GA, Bibb County | 30001_40000 | Multizone CAV/VAV | gen2_t8_halogen | Georgia | 126.4103 | F: Buildings with Electric Resistance Multizone Systems | 4.9756e-05 | 5.554e-05 | 0.00034667 | 0 | 0 | 0.00021475 | 3.4085e-05 | 2.3014e-05 | 2.6519e-06 | 0.00017346 | 0 | 3.2292e-05 | 0 | 0 | 0 | 0.00056142 | 6.6377e-05 | 2.3014e-05 | 2.6519e-06 | 0.00017346 | 0.00082692 | 1917.1322
3235 | hvac_0016 | Packaged Water-to-Air Geothermal Heat Pump | TRUE | 1.4091 | Food Service | GA, Bibb County | 3001_8000 | Small Packaged Unit | gen5_led | Georgia | 79.9515 | B: Food-Service Buildings with Small Packaged Units | 0.00016275 | 0.00018101 | 0 | 0 | 0 | 0.00029075 | 0.0002145 | 7.5862e-05 | 7.0106e-05 | 0.00010798 | 0 | 0.0006015 | 0.00075361 | 0 | 0 | 0.00029075 | 0.000816 | 7.5862e-05 | 7.0106e-05 | 0.0008616 | 0.0021143 | 7750.2418
3236 | hvac_0016 | Packaged Water-to-Air Geothermal Heat Pump | TRUE | 7.0713 | Food Service | GA, Bibb County | 1001_3000 | Small Packaged Unit | gen2_t8_halogen | Georgia | 179.1361 | B: Food-Service Buildings with Small Packaged Units | 0.00070412 | 0.00074513 | 0 | 0 | 0 | 0.0010791 | 0.0011876 | 0.00036869 | 0.00034611 | 0.0002189 | 0 | 0.0040582 | 0.0013859 | 0 | 0 | 0.0010791 | 0.0052459 | 0.00036869 | 0.00034611 | 0.0016048 | 0.0086445 | 14142.6113
3238 | hvac_0016 | Packaged Water-to-Air Geothermal Heat Pump | TRUE | 21.7077 | Food Service | GA, Bibb County | _1000 | Small Packaged Unit | gen2_t8_halogen | Georgia | 223.3083 | B: Food-Service Buildings with Small Packaged Units | 0.001258 | 0.0013416 | 0 | 0 | 0 | 0.0016497 | 0.00098616 | 0.0004329 | 0.0010672 | 0.00038125 | 0 | 0.0099083 | 0.0021147 | 0 | 0 | 0.0016497 | 0.010894 | 0.0004329 | 0.0010672 | 0.0024959 | 0.01654 | 21707.6677
16270 | hvac_0016 | Packaged Water-to-Air Geothermal Heat Pump | TRUE | 1.475 | Food Service | GA, Bibb County | 8001_12000 | Small Packaged Unit | gen2_t8_halogen | Georgia | 77.0503 | B: Food-Service Buildings with Small Packaged Units | 0.00032222 | 0.00035292 | 0 | 0 | 0 | 0.000963 | 0.00033053 | 0.00022713 | 7.25e-05 | 0.00019914 | 0 | 0.00061337 | 0.0014721 | 0 | 0 | 0.000963 | 0.00094389 | 0.00022713 | 7.25e-05 | 0.0016712 | 0.0038778 | 14749.5566
16276 | hvac_0016 | Packaged Water-to-Air Geothermal Heat Pump | TRUE | 0.64493 | Food Service | GA, Bibb County | 12001_30000 | Small Packaged Unit | gen5_led | Georgia | 64.6532 | B: Food-Service Buildings with Small Packaged Units | 0.00024121 | 0.00027442 | 0 | 0 | 0 | 0.00047517 | 0.00062118 | 0.00012168 | 3.2269e-05 | 0.00017831 | 0 | 0.00027032 | 0.0012888 | 0 | 0 | 0.00047517 | 0.0008915 | 0.00012168 | 3.2269e-05 | 0.0014672 | 0.0029878 | 13543.5365
96354 | hvac_0016 | Packaged Water-to-Air Geothermal Heat Pump | FALSE | 0.054775 | Food Service | GA, Bibb County | 30001_40000 | Multizone CAV/VAV | gen2_t8_halogen | Georgia | 126.4103 | F: Buildings with Electric Resistance Multizone Systems | 4.9756e-05 | 5.554e-05 | 0.00034667 | 0 | 0 | 0.00021475 | 3.4085e-05 | 2.3014e-05 | 2.6519e-06 | 0.00017346 | 0 | 3.2292e-05 | 0 | 0 | 0 | 0.00056142 | 6.6377e-05 | 2.3014e-05 | 2.6519e-06 | 0.00017346 | 0.00082692 | 1917.1322
3235 | hvac_0017 | Console Water-to-Air Geothermal Heat Pump | FALSE | 1.4091 | Food Service | GA, Bibb County | 3001_8000 | Small Packaged Unit | gen5_led | Georgia | 103.5288 | B: Food-Service Buildings with Small Packaged Units | 0.00022027 | 0.00025155 | 0 | 0 | 0 | 0.00084291 | 0.0002145 | 7.5862e-05 | 6.9491e-05 | 0.00010798 | 7.1962e-05 | 0.0006015 | 0.00075361 | 0 | 0 | 0.00091487 | 0.000816 | 7.5862e-05 | 6.9491e-05 | 0.0008616 | 0.0027378 | 7750.2418
3236 | hvac_0017 | Console Water-to-Air Geothermal Heat Pump | FALSE | 7.0713 | Food Service | GA, Bibb County | 1001_3000 | Small Packaged Unit | gen2_t8_halogen | Georgia | 195.9556 | B: Food-Service Buildings with Small Packaged Units | 0.00075064 | 0.00081411 | 0 | 0 | 0 | 0.0013628 | 0.0011876 | 0.00036869 | 0.0003441 | 0.0002189 | 0.00052988 | 0.0040582 | 0.0013859 | 0 | 0 | 0.0018927 | 0.0052459 | 0.00036869 | 0.0003441 | 0.0016048 | 0.0094561 | 14142.6113
3238 | hvac_0017 | Console Water-to-Air Geothermal Heat Pump | FALSE | 21.7077 | Food Service | GA, Bibb County | _1000 | Small Packaged Unit | gen2_t8_halogen | Georgia | 235.5139 | B: Food-Service Buildings with Small Packaged Units | 0.0012744 | 0.0014213 | 0 | 0 | 0 | 0.0020231 | 0.00098616 | 0.0004329 | 0.0010627 | 0.00038125 | 0.00053556 | 0.0099083 | 0.0021147 | 0 | 0 | 0.0025587 | 0.010894 | 0.0004329 | 0.0010627 | 0.0024959 | 0.017444 | 21707.6677
16270 | hvac_0017 | Console Water-to-Air Geothermal Heat Pump | FALSE | 1.475 | Food Service | GA, Bibb County | 8001_12000 | Small Packaged Unit | gen2_t8_halogen | Georgia | 88.3175 | B: Food-Service Buildings with Small Packaged Units | 0.00032998 | 0.00039361 | 0 | 0 | 0 | 0.0010169 | 0.00033053 | 0.00022713 | 7.2164e-05 | 0.00019914 | 0.00051345 | 0.00061337 | 0.0014721 | 0 | 0 | 0.0015303 | 0.00094389 | 0.00022713 | 7.2164e-05 | 0.0016712 | 0.0044448 | 14749.5566
16276 | hvac_0017 | Console Water-to-Air Geothermal Heat Pump | FALSE | 0.64493 | Food Service | GA, Bibb County | 12001_30000 | Small Packaged Unit | gen5_led | Georgia | 78.4497 | B: Food-Service Buildings with Small Packaged Units | 0.0002878 | 0.00034234 | 0 | 0 | 0 | 0.00095923 | 0.00062118 | 0.00012168 | 3.1915e-05 | 0.00017831 | 0.00015388 | 0.00027032 | 0.0012888 | 0 | 0 | 0.0011131 | 0.0008915 | 0.00012168 | 3.1915e-05 | 0.0014672 | 0.0036254 | 13543.5365
96354 | hvac_0017 | Console Water-to-Air Geothermal Heat Pump | FALSE | 0.054775 | Food Service | GA, Bibb County | 30001_40000 | Multizone CAV/VAV | gen2_t8_halogen | Georgia | 126.4103 | F: Buildings with Electric Resistance Multizone Systems | 4.9756e-05 | 5.554e-05 | 0.00034667 | 0 | 0 | 0.00021475 | 3.4085e-05 | 2.3014e-05 | 2.6519e-06 | 0.00017346 | 0 | 3.2292e-05 | 0 | 0 | 0 | 0.00056142 | 6.6377e-05 | 2.3014e-05 | 2.6519e-06 | 0.00017346 | 0.00082692 | 1917.1322
3235 | hvac_0018 | Standard Performance HP RTU, Electric Backup | TRUE | 1.4091 | Food Service | GA, Bibb County | 3001_8000 | Small Packaged Unit | gen5_led | Georgia | 97.1359 | B: Food-Service Buildings with Small Packaged Units | 0.0002047 | 0.00023285 | 0 | 0 | 0 | 0.00070135 | 0.0002145 | 7.5862e-05 | 6.9652e-05 | 0.00010798 | 4.4315e-05 | 0.0006015 | 0.00075361 | 0 | 0 | 0.00074567 | 0.000816 | 7.5862e-05 | 6.9652e-05 | 0.0008616 | 0.0025687 | 7750.2418
3236 | hvac_0018 | Standard Performance HP RTU, Electric Backup | TRUE | 7.0713 | Food Service | GA, Bibb County | 1001_3000 | Small Packaged Unit | gen2_t8_halogen | Georgia | 188.85 | B: Food-Service Buildings with Small Packaged Units | 0.00074045 | 0.00080075 | 0 | 0 | 0 | 0.0015443 | 0.0011876 | 0.00036869 | 0.0003449 | 0.0002189 | 4.6246e-06 | 0.0040582 | 0.0013859 | 0 | 0 | 0.001549 | 0.0052459 | 0.00036869 | 0.0003449 | 0.0016048 | 0.0091133 | 14142.6113
3238 | hvac_0018 | Standard Performance HP RTU, Electric Backup | TRUE | 21.7077 | Food Service | GA, Bibb County | _1000 | Small Packaged Unit | gen2_t8_halogen | Georgia | 230.45 | B: Food-Service Buildings with Small Packaged Units | 0.0012653 | 0.0014018 | 0 | 0 | 0 | 0.0021268 | 0.00098616 | 0.0004329 | 0.0010641 | 0.00038125 | 5.5347e-05 | 0.0099083 | 0.0021147 | 0 | 0 | 0.0021822 | 0.010894 | 0.0004329 | 0.0010641 | 0.0024959 | 0.017069 | 21707.6677
16270 | hvac_0018 | Standard Performance HP RTU, Electric Backup | TRUE | 1.475 | Food Service | GA, Bibb County | 8001_12000 | Small Packaged Unit | gen2_t8_halogen | Georgia | 81.4642 | B: Food-Service Buildings with Small Packaged Units | 0.00031468 | 0.00037349 | 0 | 0 | 0 | 0.0010726 | 0.00033053 | 0.00022713 | 7.2164e-05 | 0.00019914 | 0.00011283 | 0.00061337 | 0.0014721 | 0 | 0 | 0.0011855 | 0.00094389 | 0.00022713 | 7.2164e-05 | 0.0016712 | 0.0040999 | 14749.5566
16276 | hvac_0018 | Standard Performance HP RTU, Electric Backup | TRUE | 0.64493 | Food Service | GA, Bibb County | 12001_30000 | Small Packaged Unit | gen5_led | Georgia | 74.6608 | B: Food-Service Buildings with Small Packaged Units | 0.00027819 | 0.00032693 | 0 | 0 | 0 | 0.00088821 | 0.00062118 | 0.00012168 | 3.1988e-05 | 0.00017831 | 4.9727e-05 | 0.00027032 | 0.0012888 | 0 | 0 | 0.00093794 | 0.0008915 | 0.00012168 | 3.1988e-05 | 0.0014672 | 0.0034503 | 13543.5365
96354 | hvac_0018 | Standard Performance HP RTU, Electric Backup | FALSE | 0.054775 | Food Service | GA, Bibb County | 30001_40000 | Multizone CAV/VAV | gen2_t8_halogen | Georgia | 126.4103 | F: Buildings with Electric Resistance Multizone Systems | 4.9756e-05 | 5.554e-05 | 0.00034667 | 0 | 0 | 0.00021475 | 3.4085e-05 | 2.3014e-05 | 2.6519e-06 | 0.00017346 | 0 | 3.2292e-05 | 0 | 0 | 0 | 0.00056142 | 6.6377e-05 | 2.3014e-05 | 2.6519e-06 | 0.00017346 | 0.00082692 | 1917.1322
3235 | hvac_0019 | Standard Performance HP RTU, Electric Backup + Roof Insulation | TRUE | 1.4091 | Food Service | GA, Bibb County | 3001_8000 | Small Packaged Unit | gen5_led | Georgia | 96.5833 | B: Food-Service Buildings with Small Packaged Units | 0.00020364 | 0.00023138 | 0 | 0 | 0 | 0.00069197 | 0.0002145 | 7.5862e-05 | 6.9678e-05 | 0.00010798 | 3.9013e-05 | 0.0006015 | 0.00075361 | 0 | 0 | 0.00073099 | 0.000816 | 7.5862e-05 | 6.9678e-05 | 0.0008616 | 0.0025541 | 7750.2418
3236 | hvac_0019 | Standard Performance HP RTU, Electric Backup + Roof Insulation | TRUE | 7.0713 | Food Service | GA, Bibb County | 1001_3000 | Small Packaged Unit | gen2_t8_halogen | Georgia | 188.4417 | B: Food-Service Buildings with Small Packaged Units | 0.00073941 | 0.00079851 | 0 | 0 | 0 | 0.0015267 | 0.0011876 | 0.00036869 | 0.00034497 | 0.0002189 | 2.5469e-06 | 0.0040582 | 0.0013859 | 0 | 0 | 0.0015292 | 0.0052459 | 0.00036869 | 0.00034497 | 0.0016048 | 0.0090936 | 14142.6113
3238 | hvac_0019 | Standard Performance HP RTU, Electric Backup + Roof Insulation | TRUE | 21.7077 | Food Service | GA, Bibb County | _1000 | Small Packaged Unit | gen2_t8_halogen | Georgia | 230.0417 | B: Food-Service Buildings with Small Packaged Units | 0.0012637 | 0.0013988 | 0 | 0 | 0 | 0.0021083 | 0.00098616 | 0.0004329 | 0.0010645 | 0.00038125 | 4.3207e-05 | 0.0099083 | 0.0021147 | 0 | 0 | 0.0021515 | 0.010894 | 0.0004329 | 0.0010645 | 0.0024959 | 0.017039 | 21707.6677
16270 | hvac_0019 | Standard Performance HP RTU, Electric Backup + Roof Insulation | TRUE | 1.475 | Food Service | GA, Bibb County | 8001_12000 | Small Packaged Unit | gen2_t8_halogen | Georgia | 80.7675 | B: Food-Service Buildings with Small Packaged Units | 0.00031114 | 0.00036972 | 0 | 0 | 0 | 0.0010453 | 0.00033053 | 0.00022713 | 7.222e-05 | 0.00019914 | 0.000105 | 0.00061337 | 0.0014721 | 0 | 0 | 0.0011503 | 0.00094389 | 0.00022713 | 7.222e-05 | 0.0016712 | 0.0040648 | 14749.5566
16276 | hvac_0019 | Standard Performance HP RTU, Electric Backup + Roof Insulation | TRUE | 0.64493 | Food Service | GA, Bibb County | 12001_30000 | Small Packaged Unit | gen5_led | Georgia | 74.2169 | B: Food-Service Buildings with Small Packaged Units | 0.00027681 | 0.00032492 | 0 | 0 | 0 | 0.00087593 | 0.00062118 | 0.00012168 | 3.2012e-05 | 0.00017831 | 4.1463e-05 | 0.00027032 | 0.0012888 | 0 | 0 | 0.0009174 | 0.0008915 | 0.00012168 | 3.2012e-05 | 0.0014672 | 0.0034297 | 13543.5365
96354 | hvac_0019 | Standard Performance HP RTU, Electric Backup + Roof Insulation | FALSE | 0.054775 | Food Service | GA, Bibb County | 30001_40000 | Multizone CAV/VAV | gen2_t8_halogen | Georgia | 126.4103 | F: Buildings with Electric Resistance Multizone Systems | 4.9756e-05 | 5.554e-05 | 0.00034667 | 0 | 0 | 0.00021475 | 3.4085e-05 | 2.3014e-05 | 2.6519e-06 | 0.00017346 | 0 | 3.2292e-05 | 0 | 0 | 0 | 0.00056142 | 6.6377e-05 | 2.3014e-05 | 2.6519e-06 | 0.00017346 | 0.00082692 | 1917.1322
3235 | hvac_0020 | Standard Performance HP RTU, Electric Backup, 32F Minimum Compressor Lockout | TRUE | 1.4091 | Food Service | GA, Bibb County | 3001_8000 | Small Packaged Unit | gen5_led | Georgia | 97.3702 | B: Food-Service Buildings with Small Packaged Units | 0.00020544 | 0.00023359 | 0 | 0 | 0 | 0.00070755 | 0.0002145 | 7.5862e-05 | 6.9652e-05 | 0.00010798 | 4.4315e-05 | 0.0006015 | 0.00075361 | 0 | 0 | 0.00075186 | 0.000816 | 7.5862e-05 | 6.9652e-05 | 0.0008616 | 0.0025749 | 7750.2418
3236 | hvac_0020 | Standard Performance HP RTU, Electric Backup, 32F Minimum Compressor Lockout | TRUE | 7.0713 | Food Service | GA, Bibb County | 1001_3000 | Small Packaged Unit | gen2_t8_halogen | Georgia | 191.1514 | B: Food-Service Buildings with Small Packaged Units | 0.00075565 | 0.00081398 | 0 | 0 | 0 | 0.0016554 | 0.0011876 | 0.00036869 | 0.0003449 | 0.0002189 | 4.6246e-06 | 0.0040582 | 0.0013859 | 0 | 0 | 0.00166 | 0.0052459 | 0.00036869 | 0.0003449 | 0.0016048 | 0.0092243 | 14142.6113
3238 | hvac_0020 | Standard Performance HP RTU, Electric Backup, 32F Minimum Compressor Lockout | TRUE | 21.7077 | Food Service | GA, Bibb County | _1000 | Small Packaged Unit | gen2_t8_halogen | Georgia | 233.3583 | B: Food-Service Buildings with Small Packaged Units | 0.001296 | 0.0014274 | 0 | 0 | 0 | 0.002342 | 0.00098616 | 0.0004329 | 0.0010641 | 0.00038125 | 5.5347e-05 | 0.0099083 | 0.0021147 | 0 | 0 | 0.0023974 | 0.010894 | 0.0004329 | 0.0010641 | 0.0024959 | 0.017285 | 21707.6677
16270 | hvac_0020 | Standard Performance HP RTU, Electric Backup, 32F Minimum Compressor Lockout | TRUE | 1.475 | Food Service | GA, Bibb County | 8001_12000 | Small Packaged Unit | gen2_t8_halogen | Georgia | 83.2067 | B: Food-Service Buildings with Small Packaged Units | 0.00032636 | 0.00038394 | 0 | 0 | 0 | 0.0011603 | 0.00033053 | 0.00022713 | 7.2164e-05 | 0.00019914 | 0.00011285 | 0.00061337 | 0.0014721 | 0 | 0 | 0.0012732 | 0.00094389 | 0.00022713 | 7.2164e-05 | 0.0016712 | 0.0041876 | 14749.5566
16276 | hvac_0020 | Standard Performance HP RTU, Electric Backup, 32F Minimum Compressor Lockout | TRUE | 0.64493 | Food Service | GA, Bibb County | 12001_30000 | Small Packaged Unit | gen5_led | Georgia | 75.279 | B: Food-Service Buildings with Small Packaged Units | 0.00028193 | 0.00033032 | 0 | 0 | 0 | 0.00091649 | 0.00062118 | 0.00012168 | 3.1988e-05 | 0.00017831 | 5.0002e-05 | 0.00027032 | 0.0012888 | 0 | 0 | 0.0009665 | 0.0008915 | 0.00012168 | 3.1988e-05 | 0.0014672 | 0.0034788 | 13543.5365
96354 | hvac_0020 | Standard Performance HP RTU, Electric Backup, 32F Minimum Compressor Lockout | FALSE | 0.054775 | Food Service | GA, Bibb County | 30001_40000 | Multizone CAV/VAV | gen2_t8_halogen | Georgia | 126.4103 | F: Buildings with Electric Resistance Multizone Systems | 4.9756e-05 | 5.554e-05 | 0.00034667 | 0 | 0 | 0.00021475 | 3.4085e-05 | 2.3014e-05 | 2.6519e-06 | 0.00017346 | 0 | 3.2292e-05 | 0 | 0 | 0 | 0.00056142 | 6.6377e-05 | 2.3014e-05 | 2.6519e-06 | 0.00017346 | 0.00082692 | 1917.1322
3235 | hvac_0021 | Cold Climate Challenge HP RTU, Electric Backup | TRUE | 1.4091 | Food Service | GA, Bibb County | 3001_8000 | Small Packaged Unit | gen5_led | Georgia | 93.8768 | B: Food-Service Buildings with Small Packaged Units | 0.00019741 | 0.00022254 | 0 | 0 | 0 | 0.00061446 | 0.0002145 | 7.5862e-05 | 6.9652e-05 | 0.00010798 | 4.501e-05 | 0.0006015 | 0.00075361 | 0 | 0 | 0.00065947 | 0.000816 | 7.5862e-05 | 6.9652e-05 | 0.0008616 | 0.0024826 | 7750.2418
3236 | hvac_0021 | Cold Climate Challenge HP RTU, Electric Backup | TRUE | 7.0713 | Food Service | GA, Bibb County | 1001_3000 | Small Packaged Unit | gen2_t8_halogen | Georgia | 184.9361 | B: Food-Service Buildings with Small Packaged Units | 0.00072054 | 0.00077823 | 0 | 0 | 0 | 0.0013549 | 0.0011876 | 0.00036869 | 0.00034524 | 0.0002189 | 4.7586e-06 | 0.0040582 | 0.0013859 | 0 | 0 | 0.0013597 | 0.0052459 | 0.00036869 | 0.00034524 | 0.0016048 | 0.0089244 | 14142.6113
3238 | hvac_0021 | Cold Climate Challenge HP RTU, Electric Backup | TRUE | 21.7077 | Food Service | GA, Bibb County | _1000 | Small Packaged Unit | gen2_t8_halogen | Georgia | 227.5111 | B: Food-Service Buildings with Small Packaged Units | 0.0012465 | 0.0013758 | 0 | 0 | 0 | 0.0019079 | 0.00098616 | 0.0004329 | 0.0010648 | 0.00038125 | 5.5758e-05 | 0.0099083 | 0.0021147 | 0 | 0 | 0.0019637 | 0.010894 | 0.0004329 | 0.0010648 | 0.0024959 | 0.016852 | 21707.6677
16270 | hvac_0021 | Cold Climate Challenge HP RTU, Electric Backup | TRUE | 1.475 | Food Service | GA, Bibb County | 8001_12000 | Small Packaged Unit | gen2_t8_halogen | Georgia | 78.0625 | B: Food-Service Buildings with Small Packaged Units | 0.00030095 | 0.00035306 | 0 | 0 | 0 | 0.00090098 | 0.00033053 | 0.00022713 | 7.2164e-05 | 0.00019914 | 0.00011328 | 0.00061337 | 0.0014721 | 0 | 0 | 0.0010143 | 0.00094389 | 0.00022713 | 7.2164e-05 | 0.0016712 | 0.0039287 | 14749.5566
16276 | hvac_0021 | Cold Climate Challenge HP RTU, Electric Backup | TRUE | 0.64493 | Food Service | GA, Bibb County | 12001_30000 | Small Packaged Unit | gen5_led | Georgia | 71.9718 | B: Food-Service Buildings with Small Packaged Units | 0.00026716 | 0.00031206 | 0 | 0 | 0 | 0.00076286 | 0.00062118 | 0.00012168 | 3.1988e-05 | 0.00017831 | 5.0803e-05 | 0.00027032 | 0.0012889 | 0 | 0 | 0.00081366 | 0.0008915 | 0.00012168 | 3.1988e-05 | 0.0014672 | 0.003326 | 13543.5365
96354 | hvac_0021 | Cold Climate Challenge HP RTU, Electric Backup | FALSE | 0.054775 | Food Service | GA, Bibb County | 30001_40000 | Multizone CAV/VAV | gen2_t8_halogen | Georgia | 126.4103 | F: Buildings with Electric Resistance Multizone Systems | 4.9756e-05 | 5.554e-05 | 0.00034667 | 0 | 0 | 0.00021475 | 3.4085e-05 | 2.3014e-05 | 2.6519e-06 | 0.00017346 | 0 | 3.2292e-05 | 0 | 0 | 0 | 0.00056142 | 6.6377e-05 | 2.3014e-05 | 2.6519e-06 | 0.00017346 | 0.00082692 | 1917.1322
3235 | hvac_0022 | Ideal Thermal Air Loads | TRUE | 1.4091 | Food Service | GA, Bibb County | 3001_8000 | Small Packaged Unit | gen5_led | Georgia | 120.2 | B: Food-Service Buildings with Small Packaged Units | 0.00014905 | 0.00016364 | 0.00090384 | 0.00030632 | 0 | 0.00014541 | 0.0002145 | 7.5862e-05 | 6.9665e-05 | 0.00010798 | 0 | 0.0006015 | 0.00075361 | 0 | 0 | 0.0013556 | 0.000816 | 7.5862e-05 | 6.9665e-05 | 0.0008616 | 0.0031787 | 7750.2418
3236 | hvac_0022 | Ideal Thermal Air Loads | TRUE | 7.0713 | Food Service | GA, Bibb County | 1001_3000 | Small Packaged Unit | gen2_t8_halogen | Georgia | 214.7611 | B: Food-Service Buildings with Small Packaged Units | 0.00061083 | 0.00064795 | 0.0019742 | 0.00056038 | 0 | 0.00026534 | 0.0011876 | 0.00036869 | 0.0003443 | 0.0002189 | 0 | 0.0040582 | 0.0013859 | 0 | 0 | 0.0028 | 0.0052459 | 0.00036869 | 0.0003443 | 0.0016048 | 0.010364 | 14142.6113
3238 | hvac_0022 | Ideal Thermal Air Loads | TRUE | 21.7077 | Food Service | GA, Bibb County | _1000 | Small Packaged Unit | gen2_t8_halogen | Georgia | 253.4972 | B: Food-Service Buildings with Small Packaged Units | 0.0011216 | 0.0011932 | 0.0028793 | 0.00060284 | 0 | 0.00040718 | 0.00098616 | 0.0004329 | 0.0010639 | 0.00038125 | 0 | 0.0099083 | 0.0021147 | 0 | 0 | 0.0038893 | 0.010894 | 0.0004329 | 0.0010639 | 0.0024959 | 0.018776 | 21707.6677
16270 | hvac_0022 | Ideal Thermal Air Loads | TRUE | 1.475 | Food Service | GA, Bibb County | 8001_12000 | Small Packaged Unit | gen2_t8_halogen | Georgia | 106.1047 | B: Food-Service Buildings with Small Packaged Units | 0.00022422 | 0.00024818 | 0.0017614 | 0.00057975 | 0 | 8.4201e-05 | 0.00033053 | 0.00022713 | 7.2346e-05 | 0.00019914 | 0 | 0.00061337 | 0.0014721 | 0 | 0 | 0.0024254 | 0.00094389 | 0.00022713 | 7.2346e-05 | 0.0016712 | 0.00534 | 14749.5566
16276 | hvac_0022 | Ideal Thermal Air Loads | TRUE | 0.64493 | Food Service | GA, Bibb County | 12001_30000 | Small Packaged Unit | gen5_led | Georgia | 98.3815 | B: Food-Service Buildings with Small Packaged Units | 0.00021488 | 0.00024485 | 0.0012768 | 0.00053005 | 0 | 0.00022722 | 0.00062118 | 0.00012168 | 3.208e-05 | 0.00017831 | 0 | 0.00027032 | 0.0012888 | 0 | 0 | 0.002034 | 0.0008915 | 0.00012168 | 3.208e-05 | 0.0014672 | 0.0045465 | 13543.5365
96354 | hvac_0022 | Ideal Thermal Air Loads | TRUE | 0.054775 | Food Service | GA, Bibb County | 30001_40000 | Multizone CAV/VAV | gen2_t8_halogen | Georgia | 79.2214 | F: Buildings with Electric Resistance Multizone Systems | 2.8095e-05 | 3.381e-05 | 0.00017938 | 4.0953e-05 | 0 | 3.2359e-05 | 3.4085e-05 | 2.3014e-05 | 2.6929e-06 | 0.00017346 | 0 | 3.2292e-05 | 0 | 0 | 0 | 0.00025269 | 6.6377e-05 | 2.3014e-05 | 2.6929e-06 | 0.00017346 | 0.00051823 | 1917.1322
3235 | ltg_0001 | LED Lighting | FALSE | 1.4091 | Food Service | GA, Bibb County | 3001_8000 | Small Packaged Unit | gen5_led | Georgia | 103.5288 | B: Food-Service Buildings with Small Packaged Units | 0.00022027 | 0.00025155 | 0 | 0 | 0 | 0.00084291 | 0.0002145 | 7.5862e-05 | 6.9491e-05 | 0.00010798 | 7.1962e-05 | 0.0006015 | 0.00075361 | 0 | 0 | 0.00091487 | 0.000816 | 7.5862e-05 | 6.9491e-05 | 0.0008616 | 0.0027378 | 7750.2418
3236 | ltg_0001 | LED Lighting | TRUE | 7.0713 | Food Service | GA, Bibb County | 1001_3000 | Small Packaged Unit | gen2_t8_halogen | Georgia | 192.6542 | B: Food-Service Buildings with Small Packaged Units | 0.00073208 | 0.000793 | 0 | 0 | 0 | 0.0013208 | 0.0011876 | 0.00021092 | 0.0003441 | 0.0002189 | 0.00057037 | 0.0040582 | 0.0013859 | 0 | 0 | 0.0018911 | 0.0052459 | 0.00021092 | 0.0003441 | 0.0016048 | 0.0092968 | 14142.6113
3238 | ltg_0001 | LED Lighting | TRUE | 21.7077 | Food Service | GA, Bibb County | _1000 | Small Packaged Unit | gen2_t8_halogen | Georgia | 234.0639 | B: Food-Service Buildings with Small Packaged Units | 0.001266 | 0.0014073 | 0 | 0 | 0 | 0.001998 | 0.00098616 | 0.00032611 | 0.0010629 | 0.00038125 | 0.00055984 | 0.0099083 | 0.0021147 | 0 | 0 | 0.0025579 | 0.010894 | 0.00032611 | 0.0010629 | 0.0024959 | 0.017337 | 21707.6677
16270 | ltg_0001 | LED Lighting | TRUE | 1.475 | Food Service | GA, Bibb County | 8001_12000 | Small Packaged Unit | gen2_t8_halogen | Georgia | 86.7233 | B: Food-Service Buildings with Small Packaged Units | 0.00032299 | 0.00038235 | 0 | 0 | 0 | 0.00099352 | 0.00033053 | 0.00013774 | 7.222e-05 | 0.00019914 | 0.00054594 | 0.00061337 | 0.0014721 | 0 | 0 | 0.0015395 | 0.00094389 | 0.00013774 | 7.222e-05 | 0.0016712 | 0.0043646 | 14749.5566
16276 | ltg_0001 | LED Lighting | FALSE | 0.64493 | Food Service | GA, Bibb County | 12001_30000 | Small Packaged Unit | gen5_led | Georgia | 78.4497 | B: Food-Service Buildings with Small Packaged Units | 0.0002878 | 0.00034234 | 0 | 0 | 0 | 0.00095923 | 0.00062118 | 0.00012168 | 3.1915e-05 | 0.00017831 | 0.00015388 | 0.00027032 | 0.0012888 | 0 | 0 | 0.0011131 | 0.0008915 | 0.00012168 | 3.1915e-05 | 0.0014672 | 0.0036254 | 13543.5365
96354 | ltg_0001 | LED Lighting | TRUE | 0.054775 | Food Service | GA, Bibb County | 30001_40000 | Multizone CAV/VAV | gen2_t8_halogen | Georgia | 125.9481 | F: Buildings with Electric Resistance Multizone Systems | 4.9671e-05 | 5.5304e-05 | 0.00034562 | 0 | 0 | 0.00022123 | 3.4085e-05 | 1.4558e-05 | 2.6509e-06 | 0.00017346 | 0 | 3.2292e-05 | 0 | 0 | 0 | 0.00056685 | 6.6377e-05 | 1.4558e-05 | 2.6509e-06 | 0.00017346 | 0.00082389 | 1917.1322
3235 | ppl_0001 | Electric Kitchen Equipment | TRUE | 1.4091 | Food Service | GA, Bibb County | 3001_8000 | Small Packaged Unit | gen5_led | Georgia | 93.2949 | B: Food-Service Buildings with Small Packaged Units | 0.0002071 | 0.0002502 | 0 | 0 | 0 | 0.00083093 | 0.00054633 | 7.5862e-05 | 6.9385e-05 | 0.00010798 | 8.3101e-05 | 0 | 0.00075361 | 0 | 0 | 0.00091403 | 0.00054633 | 7.5862e-05 | 6.9385e-05 | 0.0008616 | 0.0024672 | 7750.2418
3236 | ppl_0001 | Electric Kitchen Equipment | TRUE | 7.0713 | Food Service | GA, Bibb County | 1001_3000 | Small Packaged Unit | gen2_t8_halogen | Georgia | 148.0639 | B: Food-Service Buildings with Small Packaged Units | 0.00065498 | 0.00074923 | 0 | 0 | 0 | 0.0011962 | 0.0030658 | 0.00036869 | 0.00034282 | 0.0002189 | 0.00056675 | 0 | 0.0013859 | 0 | 0 | 0.001763 | 0.0030658 | 0.00036869 | 0.00034282 | 0.0016048 | 0.0071451 | 14142.6113
3238 | ppl_0001 | Electric Kitchen Equipment | TRUE | 21.7077 | Food Service | GA, Bibb County | _1000 | Small Packaged Unit | gen2_t8_halogen | Georgia | 164.6861 | B: Food-Service Buildings with Small Packaged Units | 0.00098004 | 0.0013097 | 0 | 0 | 0 | 0.0017828 | 0.0057988 | 0.0004329 | 0.0010532 | 0.00038125 | 0.00063474 | 0 | 0.0021147 | 0 | 0 | 0.0024176 | 0.0057988 | 0.0004329 | 0.0010532 | 0.0024959 | 0.012198 | 21707.6677
16270 | ppl_0001 | Electric Kitchen Equipment | TRUE | 1.475 | Food Service | GA, Bibb County | 8001_12000 | Small Packaged Unit | gen2_t8_halogen | Georgia | 82.7947 | B: Food-Service Buildings with Small Packaged Units | 0.00031581 | 0.00039207 | 0 | 0 | 0 | 0.0010037 | 0.00066891 | 0.00022713 | 7.2122e-05 | 0.00019914 | 0.00052374 | 0 | 0.0014721 | 0 | 0 | 0.0015275 | 0.00066891 | 0.00022713 | 7.2122e-05 | 0.0016712 | 0.0041669 | 14749.5566
16276 | ppl_0001 | Electric Kitchen Equipment | TRUE | 0.64493 | Food Service | GA, Bibb County | 12001_30000 | Small Packaged Unit | gen5_led | Georgia | 75.275 | B: Food-Service Buildings with Small Packaged Units | 0.00028042 | 0.00033862 | 0 | 0 | 0 | 0.00094902 | 0.00074745 | 0.00012168 | 3.1909e-05 | 0.00017831 | 0.00016143 | 0 | 0.0012888 | 0 | 0 | 0.0011105 | 0.00074745 | 0.00012168 | 3.1909e-05 | 0.0014672 | 0.0034786 | 13543.5365
96354 | ppl_0001 | Electric Kitchen Equipment | TRUE | 0.054775 | Food Service | GA, Bibb County | 30001_40000 | Multizone CAV/VAV | gen2_t8_halogen | Georgia | 123.7529 | F: Buildings with Electric Resistance Multizone Systems | 4.8984e-05 | 5.5417e-05 | 0.0003445 | 0 | 0 | 0.00021538 | 5.0529e-05 | 2.3014e-05 | 2.6514e-06 | 0.00017346 | 0 | 0 | 0 | 0 | 0 | 0.00055988 | 5.0529e-05 | 2.3014e-05 | 2.6514e-06 | 0.00017346 | 0.00080953 | 1917.1322
3235 | dr_0001 | Demand Flexibility, Thermostat Control, Load Shed for Daily Bldg Peak Reduction | FALSE | 1.4091 | Food Service | GA, Bibb County | 3001_8000 | Small Packaged Unit | gen5_led | Georgia | 103.5288 | B: Food-Service Buildings with Small Packaged Units | 0.00022027 | 0.00025155 | 0 | 0 | 0 | 0.00084291 | 0.0002145 | 7.5862e-05 | 6.9491e-05 | 0.00010798 | 7.1962e-05 | 0.0006015 | 0.00075361 | 0 | 0 | 0.00091487 | 0.000816 | 7.5862e-05 | 6.9491e-05 | 0.0008616 | 0.0027378 | 7750.2418
3236 | dr_0001 | Demand Flexibility, Thermostat Control, Load Shed for Daily Bldg Peak Reduction | FALSE | 7.0713 | Food Service | GA, Bibb County | 1001_3000 | Small Packaged Unit | gen2_t8_halogen | Georgia | 195.9556 | B: Food-Service Buildings with Small Packaged Units | 0.00075064 | 0.00081411 | 0 | 0 | 0 | 0.0013628 | 0.0011876 | 0.00036869 | 0.0003441 | 0.0002189 | 0.00052988 | 0.0040582 | 0.0013859 | 0 | 0 | 0.0018927 | 0.0052459 | 0.00036869 | 0.0003441 | 0.0016048 | 0.0094561 | 14142.6113
3238 | dr_0001 | Demand Flexibility, Thermostat Control, Load Shed for Daily Bldg Peak Reduction | FALSE | 21.7077 | Food Service | GA, Bibb County | _1000 | Small Packaged Unit | gen2_t8_halogen | Georgia | 235.5139 | B: Food-Service Buildings with Small Packaged Units | 0.0012744 | 0.0014213 | 0 | 0 | 0 | 0.0020231 | 0.00098616 | 0.0004329 | 0.0010627 | 0.00038125 | 0.00053556 | 0.0099083 | 0.0021147 | 0 | 0 | 0.0025587 | 0.010894 | 0.0004329 | 0.0010627 | 0.0024959 | 0.017444 | 21707.6677
16270 | dr_0001 | Demand Flexibility, Thermostat Control, Load Shed for Daily Bldg Peak Reduction | FALSE | 1.475 | Food Service | GA, Bibb County | 8001_12000 | Small Packaged Unit | gen2_t8_halogen | Georgia | 88.3175 | B: Food-Service Buildings with Small Packaged Units | 0.00032998 | 0.00039361 | 0 | 0 | 0 | 0.0010169 | 0.00033053 | 0.00022713 | 7.2164e-05 | 0.00019914 | 0.00051345 | 0.00061337 | 0.0014721 | 0 | 0 | 0.0015303 | 0.00094389 | 0.00022713 | 7.2164e-05 | 0.0016712 | 0.0044448 | 14749.5566
16276 | dr_0001 | Demand Flexibility, Thermostat Control, Load Shed for Daily Bldg Peak Reduction | FALSE | 0.64493 | Food Service | GA, Bibb County | 12001_30000 | Small Packaged Unit | gen5_led | Georgia | 78.4497 | B: Food-Service Buildings with Small Packaged Units | 0.0002878 | 0.00034234 | 0 | 0 | 0 | 0.00095923 | 0.00062118 | 0.00012168 | 3.1915e-05 | 0.00017831 | 0.00015388 | 0.00027032 | 0.0012888 | 0 | 0 | 0.0011131 | 0.0008915 | 0.00012168 | 3.1915e-05 | 0.0014672 | 0.0036254 | 13543.5365
96354 | dr_0001 | Demand Flexibility, Thermostat Control, Load Shed for Daily Bldg Peak Reduction | FALSE | 0.054775 | Food Service | GA, Bibb County | 30001_40000 | Multizone CAV/VAV | gen2_t8_halogen | Georgia | 126.4103 | F: Buildings with Electric Resistance Multizone Systems | 4.9756e-05 | 5.554e-05 | 0.00034667 | 0 | 0 | 0.00021475 | 3.4085e-05 | 2.3014e-05 | 2.6519e-06 | 0.00017346 | 0 | 3.2292e-05 | 0 | 0 | 0 | 0.00056142 | 6.6377e-05 | 2.3014e-05 | 2.6519e-06 | 0.00017346 | 0.00082692 | 1917.1322
3235 | dr_0002 | Demand Flexibility, Thermostat Control, Load Shift for Daily Bldg Peak Reduction | FALSE | 1.4091 | Food Service | GA, Bibb County | 3001_8000 | Small Packaged Unit | gen5_led | Georgia | 103.5288 | B: Food-Service Buildings with Small Packaged Units | 0.00022027 | 0.00025155 | 0 | 0 | 0 | 0.00084291 | 0.0002145 | 7.5862e-05 | 6.9491e-05 | 0.00010798 | 7.1962e-05 | 0.0006015 | 0.00075361 | 0 | 0 | 0.00091487 | 0.000816 | 7.5862e-05 | 6.9491e-05 | 0.0008616 | 0.0027378 | 7750.2418
3236 | dr_0002 | Demand Flexibility, Thermostat Control, Load Shift for Daily Bldg Peak Reduction | FALSE | 7.0713 | Food Service | GA, Bibb County | 1001_3000 | Small Packaged Unit | gen2_t8_halogen | Georgia | 195.9556 | B: Food-Service Buildings with Small Packaged Units | 0.00075064 | 0.00081411 | 0 | 0 | 0 | 0.0013628 | 0.0011876 | 0.00036869 | 0.0003441 | 0.0002189 | 0.00052988 | 0.0040582 | 0.0013859 | 0 | 0 | 0.0018927 | 0.0052459 | 0.00036869 | 0.0003441 | 0.0016048 | 0.0094561 | 14142.6113
3238 | dr_0002 | Demand Flexibility, Thermostat Control, Load Shift for Daily Bldg Peak Reduction | FALSE | 21.7077 | Food Service | GA, Bibb County | _1000 | Small Packaged Unit | gen2_t8_halogen | Georgia | 235.5139 | B: Food-Service Buildings with Small Packaged Units | 0.0012744 | 0.0014213 | 0 | 0 | 0 | 0.0020231 | 0.00098616 | 0.0004329 | 0.0010627 | 0.00038125 | 0.00053556 | 0.0099083 | 0.0021147 | 0 | 0 | 0.0025587 | 0.010894 | 0.0004329 | 0.0010627 | 0.0024959 | 0.017444 | 21707.6677
16270 | dr_0002 | Demand Flexibility, Thermostat Control, Load Shift for Daily Bldg Peak Reduction | FALSE | 1.475 | Food Service | GA, Bibb County | 8001_12000 | Small Packaged Unit | gen2_t8_halogen | Georgia | 88.3175 | B: Food-Service Buildings with Small Packaged Units | 0.00032998 | 0.00039361 | 0 | 0 | 0 | 0.0010169 | 0.00033053 | 0.00022713 | 7.2164e-05 | 0.00019914 | 0.00051345 | 0.00061337 | 0.0014721 | 0 | 0 | 0.0015303 | 0.00094389 | 0.00022713 | 7.2164e-05 | 0.0016712 | 0.0044448 | 14749.5566
16276 | dr_0002 | Demand Flexibility, Thermostat Control, Load Shift for Daily Bldg Peak Reduction | FALSE | 0.64493 | Food Service | GA, Bibb County | 12001_30000 | Small Packaged Unit | gen5_led | Georgia | 78.4497 | B: Food-Service Buildings with Small Packaged Units | 0.0002878 | 0.00034234 | 0 | 0 | 0 | 0.00095923 | 0.00062118 | 0.00012168 | 3.1915e-05 | 0.00017831 | 0.00015388 | 0.00027032 | 0.0012888 | 0 | 0 | 0.0011131 | 0.0008915 | 0.00012168 | 3.1915e-05 | 0.0014672 | 0.0036254 | 13543.5365
96354 | dr_0002 | Demand Flexibility, Thermostat Control, Load Shift for Daily Bldg Peak Reduction | FALSE | 0.054775 | Food Service | GA, Bibb County | 30001_40000 | Multizone CAV/VAV | gen2_t8_halogen | Georgia | 126.4103 | F: Buildings with Electric Resistance Multizone Systems | 4.9756e-05 | 5.554e-05 | 0.00034667 | 0 | 0 | 0.00021475 | 3.4085e-05 | 2.3014e-05 | 2.6519e-06 | 0.00017346 | 0 | 3.2292e-05 | 0 | 0 | 0 | 0.00056142 | 6.6377e-05 | 2.3014e-05 | 2.6519e-06 | 0.00017346 | 0.00082692 | 1917.1322
3235 | dr_0003 | Demand Flexibility, Lighting Control, Load Shed for Daily Bldg Peak Reduction | FALSE | 1.4091 | Food Service | GA, Bibb County | 3001_8000 | Small Packaged Unit | gen5_led | Georgia | 103.5288 | B: Food-Service Buildings with Small Packaged Units | 0.00022027 | 0.00025155 | 0 | 0 | 0 | 0.00084291 | 0.0002145 | 7.5862e-05 | 6.9491e-05 | 0.00010798 | 7.1962e-05 | 0.0006015 | 0.00075361 | 0 | 0 | 0.00091487 | 0.000816 | 7.5862e-05 | 6.9491e-05 | 0.0008616 | 0.0027378 | 7750.2418
3236 | dr_0003 | Demand Flexibility, Lighting Control, Load Shed for Daily Bldg Peak Reduction | FALSE | 7.0713 | Food Service | GA, Bibb County | 1001_3000 | Small Packaged Unit | gen2_t8_halogen | Georgia | 195.9556 | B: Food-Service Buildings with Small Packaged Units | 0.00075064 | 0.00081411 | 0 | 0 | 0 | 0.0013628 | 0.0011876 | 0.00036869 | 0.0003441 | 0.0002189 | 0.00052988 | 0.0040582 | 0.0013859 | 0 | 0 | 0.0018927 | 0.0052459 | 0.00036869 | 0.0003441 | 0.0016048 | 0.0094561 | 14142.6113
3238 | dr_0003 | Demand Flexibility, Lighting Control, Load Shed for Daily Bldg Peak Reduction | FALSE | 21.7077 | Food Service | GA, Bibb County | _1000 | Small Packaged Unit | gen2_t8_halogen | Georgia | 235.5139 | B: Food-Service Buildings with Small Packaged Units | 0.0012744 | 0.0014213 | 0 | 0 | 0 | 0.0020231 | 0.00098616 | 0.0004329 | 0.0010627 | 0.00038125 | 0.00053556 | 0.0099083 | 0.0021147 | 0 | 0 | 0.0025587 | 0.010894 | 0.0004329 | 0.0010627 | 0.0024959 | 0.017444 | 21707.6677
16270 | dr_0003 | Demand Flexibility, Lighting Control, Load Shed for Daily Bldg Peak Reduction | FALSE | 1.475 | Food Service | GA, Bibb County | 8001_12000 | Small Packaged Unit | gen2_t8_halogen | Georgia | 88.3175 | B: Food-Service Buildings with Small Packaged Units | 0.00032998 | 0.00039361 | 0 | 0 | 0 | 0.0010169 | 0.00033053 | 0.00022713 | 7.2164e-05 | 0.00019914 | 0.00051345 | 0.00061337 | 0.0014721 | 0 | 0 | 0.0015303 | 0.00094389 | 0.00022713 | 7.2164e-05 | 0.0016712 | 0.0044448 | 14749.5566
16276 | dr_0003 | Demand Flexibility, Lighting Control, Load Shed for Daily Bldg Peak Reduction | FALSE | 0.64493 | Food Service | GA, Bibb County | 12001_30000 | Small Packaged Unit | gen5_led | Georgia | 78.4497 | B: Food-Service Buildings with Small Packaged Units | 0.0002878 | 0.00034234 | 0 | 0 | 0 | 0.00095923 | 0.00062118 | 0.00012168 | 3.1915e-05 | 0.00017831 | 0.00015388 | 0.00027032 | 0.0012888 | 0 | 0 | 0.0011131 | 0.0008915 | 0.00012168 | 3.1915e-05 | 0.0014672 | 0.0036254 | 13543.5365
96354 | dr_0003 | Demand Flexibility, Lighting Control, Load Shed for Daily Bldg Peak Reduction | FALSE | 0.054775 | Food Service | GA, Bibb County | 30001_40000 | Multizone CAV/VAV | gen2_t8_halogen | Georgia | 126.4103 | F: Buildings with Electric Resistance Multizone Systems | 4.9756e-05 | 5.554e-05 | 0.00034667 | 0 | 0 | 0.00021475 | 3.4085e-05 | 2.3014e-05 | 2.6519e-06 | 0.00017346 | 0 | 3.2292e-05 | 0 | 0 | 0 | 0.00056142 | 6.6377e-05 | 2.3014e-05 | 2.6519e-06 | 0.00017346 | 0.00082692 | 1917.1322
3235 | dr_0004 | Demand Flexibility, Lighting Control, Load Shed for Daily GHG Emission Reduction | FALSE | 1.4091 | Food Service | GA, Bibb County | 3001_8000 | Small Packaged Unit | gen5_led | Georgia | 103.5288 | B: Food-Service Buildings with Small Packaged Units | 0.00022027 | 0.00025155 | 0 | 0 | 0 | 0.00084291 | 0.0002145 | 7.5862e-05 | 6.9491e-05 | 0.00010798 | 7.1962e-05 | 0.0006015 | 0.00075361 | 0 | 0 | 0.00091487 | 0.000816 | 7.5862e-05 | 6.9491e-05 | 0.0008616 | 0.0027378 | 7750.2418
3236 | dr_0004 | Demand Flexibility, Lighting Control, Load Shed for Daily GHG Emission Reduction | FALSE | 7.0713 | Food Service | GA, Bibb County | 1001_3000 | Small Packaged Unit | gen2_t8_halogen | Georgia | 195.9556 | B: Food-Service Buildings with Small Packaged Units | 0.00075064 | 0.00081411 | 0 | 0 | 0 | 0.0013628 | 0.0011876 | 0.00036869 | 0.0003441 | 0.0002189 | 0.00052988 | 0.0040582 | 0.0013859 | 0 | 0 | 0.0018927 | 0.0052459 | 0.00036869 | 0.0003441 | 0.0016048 | 0.0094561 | 14142.6113
3238 | dr_0004 | Demand Flexibility, Lighting Control, Load Shed for Daily GHG Emission Reduction | FALSE | 21.7077 | Food Service | GA, Bibb County | _1000 | Small Packaged Unit | gen2_t8_halogen | Georgia | 235.5139 | B: Food-Service Buildings with Small Packaged Units | 0.0012744 | 0.0014213 | 0 | 0 | 0 | 0.0020231 | 0.00098616 | 0.0004329 | 0.0010627 | 0.00038125 | 0.00053556 | 0.0099083 | 0.0021147 | 0 | 0 | 0.0025587 | 0.010894 | 0.0004329 | 0.0010627 | 0.0024959 | 0.017444 | 21707.6677
16270 | dr_0004 | Demand Flexibility, Lighting Control, Load Shed for Daily GHG Emission Reduction | FALSE | 1.475 | Food Service | GA, Bibb County | 8001_12000 | Small Packaged Unit | gen2_t8_halogen | Georgia | 88.3175 | B: Food-Service Buildings with Small Packaged Units | 0.00032998 | 0.00039361 | 0 | 0 | 0 | 0.0010169 | 0.00033053 | 0.00022713 | 7.2164e-05 | 0.00019914 | 0.00051345 | 0.00061337 | 0.0014721 | 0 | 0 | 0.0015303 | 0.00094389 | 0.00022713 | 7.2164e-05 | 0.0016712 | 0.0044448 | 14749.5566
16276 | dr_0004 | Demand Flexibility, Lighting Control, Load Shed for Daily GHG Emission Reduction | FALSE | 0.64493 | Food Service | GA, Bibb County | 12001_30000 | Small Packaged Unit | gen5_led | Georgia | 78.4497 | B: Food-Service Buildings with Small Packaged Units | 0.0002878 | 0.00034234 | 0 | 0 | 0 | 0.00095923 | 0.00062118 | 0.00012168 | 3.1915e-05 | 0.00017831 | 0.00015388 | 0.00027032 | 0.0012888 | 0 | 0 | 0.0011131 | 0.0008915 | 0.00012168 | 3.1915e-05 | 0.0014672 | 0.0036254 | 13543.5365
96354 | dr_0004 | Demand Flexibility, Lighting Control, Load Shed for Daily GHG Emission Reduction | FALSE | 0.054775 | Food Service | GA, Bibb County | 30001_40000 | Multizone CAV/VAV | gen2_t8_halogen | Georgia | 126.4103 | F: Buildings with Electric Resistance Multizone Systems | 4.9756e-05 | 5.554e-05 | 0.00034667 | 0 | 0 | 0.00021475 | 3.4085e-05 | 2.3014e-05 | 2.6519e-06 | 0.00017346 | 0 | 3.2292e-05 | 0 | 0 | 0 | 0.00056142 | 6.6377e-05 | 2.3014e-05 | 2.6519e-06 | 0.00017346 | 0.00082692 | 1917.1322
3235 | pkg_0001 | Package 1, Wall & Roof Insulation + New Windows | TRUE | 1.4091 | Food Service | GA, Bibb County | 3001_8000 | Small Packaged Unit | gen5_led | Georgia | 102.0086 | B: Food-Service Buildings with Small Packaged Units | 0.00021771 | 0.000248 | 0 | 0 | 0 | 0.00082644 | 0.0002145 | 7.5862e-05 | 6.9571e-05 | 0.00010798 | 4.8149e-05 | 0.0006015 | 0.00075361 | 0 | 0 | 0.00087459 | 0.000816 | 7.5862e-05 | 6.9571e-05 | 0.0008616 | 0.0026976 | 7750.2418
3236 | pkg_0001 | Package 1, Wall & Roof Insulation + New Windows | TRUE | 7.0713 | Food Service | GA, Bibb County | 1001_3000 | Small Packaged Unit | gen2_t8_halogen | Georgia | 192.9208 | B: Food-Service Buildings with Small Packaged Units | 0.00073965 | 0.00080112 | 0 | 0 | 0 | 0.0013013 | 0.0011876 | 0.00036869 | 0.00034443 | 0.0002189 | 0.00044463 | 0.0040582 | 0.0013859 | 0 | 0 | 0.0017459 | 0.0052459 | 0.00036869 | 0.00034443 | 0.0016048 | 0.0093097 | 14142.6113
3238 | pkg_0001 | Package 1, Wall & Roof Insulation + New Windows | TRUE | 21.7077 | Food Service | GA, Bibb County | _1000 | Small Packaged Unit | gen2_t8_halogen | Georgia | 231.8056 | B: Food-Service Buildings with Small Packaged Units | 0.0012551 | 0.0013974 | 0 | 0 | 0 | 0.0019155 | 0.00098616 | 0.0004329 | 0.0010641 | 0.00038125 | 0.00036706 | 0.0099083 | 0.0021147 | 0 | 0 | 0.0022826 | 0.010894 | 0.0004329 | 0.0010641 | 0.0024959 | 0.01717 | 21707.6677
16270 | pkg_0001 | Package 1, Wall & Roof Insulation + New Windows | TRUE | 1.475 | Food Service | GA, Bibb County | 8001_12000 | Small Packaged Unit | gen2_t8_halogen | Georgia | 86.8811 | B: Food-Service Buildings with Small Packaged Units | 0.00032492 | 0.00038745 | 0 | 0 | 0 | 0.00099131 | 0.00033053 | 0.00022713 | 7.2262e-05 | 0.00019914 | 0.00046666 | 0.00061337 | 0.0014721 | 0 | 0 | 0.001458 | 0.00094389 | 0.00022713 | 7.2262e-05 | 0.0016712 | 0.0043725 | 14749.5566
16276 | pkg_0001 | Package 1, Wall & Roof Insulation + New Windows | TRUE | 0.64493 | Food Service | GA, Bibb County | 12001_30000 | Small Packaged Unit | gen5_led | Georgia | 76.7041 | B: Food-Service Buildings with Small Packaged Units | 0.0002815 | 0.00033528 | 0 | 0 | 0 | 0.0009272 | 0.00062118 | 0.00012168 | 3.1939e-05 | 0.00017831 | 0.00010521 | 0.00027032 | 0.0012888 | 0 | 0 | 0.0010324 | 0.0008915 | 0.00012168 | 3.1939e-05 | 0.0014672 | 0.0035447 | 13543.5365
96354 | pkg_0001 | Package 1, Wall & Roof Insulation + New Windows | TRUE | 0.054775 | Food Service | GA, Bibb County | 30001_40000 | Multizone CAV/VAV | gen2_t8_halogen | Georgia | 126.6908 | F: Buildings with Electric Resistance Multizone Systems | 4.9943e-05 | 5.6077e-05 | 0.00034399 | 0 | 0 | 0.00021926 | 3.4085e-05 | 2.3014e-05 | 2.6509e-06 | 0.00017346 | 0 | 3.2292e-05 | 0 | 0 | 0 | 0.00056325 | 6.6377e-05 | 2.3014e-05 | 2.6509e-06 | 0.00017346 | 0.00082875 | 1917.1322
3235 | pkg_0002 | Package 2, LED Lighting + Variable Speed HP RTU or HP Boilers | TRUE | 1.4091 | Food Service | GA, Bibb County | 3001_8000 | Small Packaged Unit | gen5_led | Georgia | 93.0995 | B: Food-Service Buildings with Small Packaged Units | 0.00019542 | 0.00022007 | 0 | 0 | 0 | 0.0005934 | 0.0002145 | 7.5862e-05 | 6.9665e-05 | 0.00010798 | 4.5504e-05 | 0.0006015 | 0.00075361 | 0 | 0 | 0.0006389 | 0.000816 | 7.5862e-05 | 6.9665e-05 | 0.0008616 | 0.002462 | 7750.2418
3236 | pkg_0002 | Package 2, LED Lighting + Variable Speed HP RTU or HP Boilers | TRUE | 7.0713 | Food Service | GA, Bibb County | 1001_3000 | Small Packaged Unit | gen2_t8_halogen | Georgia | 183.2097 | B: Food-Service Buildings with Small Packaged Units | 0.00071557 | 0.00076817 | 0 | 0 | 0 | 0.0014269 | 0.0011876 | 0.00021092 | 0.0003453 | 0.0002189 | 7.3725e-06 | 0.0040582 | 0.0013859 | 0 | 0 | 0.0014342 | 0.0052459 | 0.00021092 | 0.0003453 | 0.0016048 | 0.0088411 | 14142.6113
3238 | pkg_0002 | Package 2, LED Lighting + Variable Speed HP RTU or HP Boilers | TRUE | 21.7077 | Food Service | GA, Bibb County | _1000 | Small Packaged Unit | gen2_t8_halogen | Georgia | 227.375 | B: Food-Service Buildings with Small Packaged Units | 0.0012562 | 0.0013745 | 0 | 0 | 0 | 0.0020013 | 0.00098616 | 0.00032611 | 0.001065 | 0.00038125 | 5.905e-05 | 0.0099083 | 0.0021147 | 0 | 0 | 0.0020604 | 0.010894 | 0.00032611 | 0.001065 | 0.0024959 | 0.016842 | 21707.6677
16270 | pkg_0002 | Package 2, LED Lighting + Variable Speed HP RTU or HP Boilers | TRUE | 1.475 | Food Service | GA, Bibb County | 8001_12000 | Small Packaged Unit | gen2_t8_halogen | Georgia | 76.0133 | B: Food-Service Buildings with Small Packaged Units | 0.00029325 | 0.00034016 | 0 | 0 | 0 | 0.00087539 | 0.00033053 | 0.00013774 | 7.222e-05 | 0.00019914 | 0.00012508 | 0.00061337 | 0.0014721 | 0 | 0 | 0.0010005 | 0.00094389 | 0.00013774 | 7.222e-05 | 0.0016712 | 0.0038256 | 14749.5566
16276 | pkg_0002 | Package 2, LED Lighting + Variable Speed HP RTU or HP Boilers | TRUE | 0.64493 | Food Service | GA, Bibb County | 12001_30000 | Small Packaged Unit | gen5_led | Georgia | 71.8116 | B: Food-Service Buildings with Small Packaged Units | 0.00026669 | 0.00031114 | 0 | 0 | 0 | 0.00075474 | 0.00062118 | 0.00012168 | 3.2e-05 | 0.00017831 | 5.1512e-05 | 0.00027032 | 0.0012889 | 0 | 0 | 0.00080625 | 0.0008915 | 0.00012168 | 3.2e-05 | 0.0014672 | 0.0033186 | 13543.5365
96354 | pkg_0002 | Package 2, LED Lighting + Variable Speed HP RTU or HP Boilers | TRUE | 0.054775 | Food Service | GA, Bibb County | 30001_40000 | Multizone CAV/VAV | gen2_t8_halogen | Georgia | 125.9481 | F: Buildings with Electric Resistance Multizone Systems | 4.9671e-05 | 5.5304e-05 | 0.00034562 | 0 | 0 | 0.00022123 | 3.4085e-05 | 1.4558e-05 | 2.6509e-06 | 0.00017346 | 0 | 3.2292e-05 | 0 | 0 | 0 | 0.00056685 | 6.6377e-05 | 1.4558e-05 | 2.6509e-06 | 0.00017346 | 0.00082389 | 1917.1322
3235 | pkg_0003 | Package 3, LED Lighting + Standard Performance HP RTU or HP Boilers | TRUE | 1.4091 | Food Service | GA, Bibb County | 3001_8000 | Small Packaged Unit | gen5_led | Georgia | 97.1359 | B: Food-Service Buildings with Small Packaged Units | 0.0002047 | 0.00023285 | 0 | 0 | 0 | 0.00070135 | 0.0002145 | 7.5862e-05 | 6.9652e-05 | 0.00010798 | 4.4315e-05 | 0.0006015 | 0.00075361 | 0 | 0 | 0.00074567 | 0.000816 | 7.5862e-05 | 6.9652e-05 | 0.0008616 | 0.0025687 | 7750.2418
3236 | pkg_0003 | Package 3, LED Lighting + Standard Performance HP RTU or HP Boilers | TRUE | 7.0713 | Food Service | GA, Bibb County | 1001_3000 | Small Packaged Unit | gen2_t8_halogen | Georgia | 185.2819 | B: Food-Service Buildings with Small Packaged Units | 0.00072238 | 0.00078009 | 0 | 0 | 0 | 0.0015275 | 0.0011876 | 0.00021092 | 0.0003449 | 0.0002189 | 7.1715e-06 | 0.0040582 | 0.0013859 | 0 | 0 | 0.0015346 | 0.0052459 | 0.00021092 | 0.0003449 | 0.0016048 | 0.0089411 | 14142.6113
3238 | pkg_0003 | Package 3, LED Lighting + Standard Performance HP RTU or HP Boilers | TRUE | 21.7077 | Food Service | GA, Bibb County | _1000 | Small Packaged Unit | gen2_t8_halogen | Georgia | 228.9194 | B: Food-Service Buildings with Small Packaged Units | 0.0012571 | 0.0013881 | 0 | 0 | 0 | 0.0021176 | 0.00098616 | 0.00032611 | 0.0010641 | 0.00038125 | 5.761e-05 | 0.0099083 | 0.0021147 | 0 | 0 | 0.0021752 | 0.010894 | 0.00032611 | 0.0010641 | 0.0024959 | 0.016956 | 21707.6677
16270 | pkg_0003 | Package 3, LED Lighting + Standard Performance HP RTU or HP Boilers | TRUE | 1.475 | Food Service | GA, Bibb County | 8001_12000 | Small Packaged Unit | gen2_t8_halogen | Georgia | 79.6917 | B: Food-Service Buildings with Small Packaged Units | 0.00030744 | 0.00036227 | 0 | 0 | 0 | 0.0010615 | 0.00033053 | 0.00013774 | 7.222e-05 | 0.00019914 | 0.00012411 | 0.00061337 | 0.0014721 | 0 | 0 | 0.0011856 | 0.00094389 | 0.00013774 | 7.222e-05 | 0.0016712 | 0.0040107 | 14749.5566
16276 | pkg_0003 | Package 3, LED Lighting + Standard Performance HP RTU or HP Boilers | TRUE | 0.64493 | Food Service | GA, Bibb County | 12001_30000 | Small Packaged Unit | gen5_led | Georgia | 74.6595 | B: Food-Service Buildings with Small Packaged Units | 0.00027818 | 0.00032692 | 0 | 0 | 0 | 0.00088815 | 0.00062118 | 0.00012168 | 3.1988e-05 | 0.00017831 | 4.9715e-05 | 0.00027032 | 0.0012888 | 0 | 0 | 0.00093787 | 0.0008915 | 0.00012168 | 3.1988e-05 | 0.0014672 | 0.0034502 | 13543.5365
96354 | pkg_0003 | Package 3, LED Lighting + Standard Performance HP RTU or HP Boilers | TRUE | 0.054775 | Food Service | GA, Bibb County | 30001_40000 | Multizone CAV/VAV | gen2_t8_halogen | Georgia | 125.9481 | F: Buildings with Electric Resistance Multizone Systems | 4.9671e-05 | 5.5304e-05 | 0.00034562 | 0 | 0 | 0.00022123 | 3.4085e-05 | 1.4558e-05 | 2.6509e-06 | 0.00017346 | 0 | 3.2292e-05 | 0 | 0 | 0 | 0.00056685 | 6.6377e-05 | 1.4558e-05 | 2.6509e-06 | 0.00017346 | 0.00082389 | 1917.1322
3235 | pkg_0004 | Package 4, Package 1 + Package 2 | TRUE | 1.4091 | Food Service | GA, Bibb County | 3001_8000 | Small Packaged Unit | gen5_led | Georgia | 91.6965 | B: Food-Service Buildings with Small Packaged Units | 0.00019276 | 0.00021625 | 0 | 0 | 0 | 0.00056786 | 0.0002145 | 7.5862e-05 | 6.9772e-05 | 0.00010798 | 3.3831e-05 | 0.0006015 | 0.00075361 | 0 | 0 | 0.00060169 | 0.000816 | 7.5862e-05 | 6.9772e-05 | 0.0008616 | 0.0024249 | 7750.2418
3236 | pkg_0004 | Package 4, Package 1 + Package 2 | TRUE | 7.0713 | Food Service | GA, Bibb County | 1001_3000 | Small Packaged Unit | gen2_t8_halogen | Georgia | 179.5444 | B: Food-Service Buildings with Small Packaged Units | 0.00069456 | 0.00074745 | 0 | 0 | 0 | 0.0012563 | 0.0011876 | 0.00021092 | 0.00034564 | 0.0002189 | 5.3618e-07 | 0.0040582 | 0.0013859 | 0 | 0 | 0.0012569 | 0.0052459 | 0.00021092 | 0.00034564 | 0.0016048 | 0.0086642 | 14142.6113
3238 | pkg_0004 | Package 4, Package 1 + Package 2 | TRUE | 21.7077 | Food Service | GA, Bibb County | _1000 | Small Packaged Unit | gen2_t8_halogen | Georgia | 223.9583 | B: Food-Service Buildings with Small Packaged Units | 0.001228 | 0.0013465 | 0 | 0 | 0 | 0.0017886 | 0.00098616 | 0.00032611 | 0.0010664 | 0.00038125 | 1.7489e-05 | 0.0099083 | 0.0021147 | 0 | 0 | 0.0018061 | 0.010894 | 0.00032611 | 0.0010664 | 0.0024959 | 0.016589 | 21707.6677
16270 | pkg_0004 | Package 4, Package 1 + Package 2 | TRUE | 1.475 | Food Service | GA, Bibb County | 8001_12000 | Small Packaged Unit | gen2_t8_halogen | Georgia | 74.6925 | B: Food-Service Buildings with Small Packaged Units | 0.00028666 | 0.00033305 | 0 | 0 | 0 | 0.00082445 | 0.00033053 | 0.00013774 | 7.2318e-05 | 0.00019914 | 0.00010945 | 0.00061337 | 0.0014721 | 0 | 0 | 0.0009339 | 0.00094389 | 0.00013774 | 7.2318e-05 | 0.0016712 | 0.0037591 | 14749.5566
16276 | pkg_0004 | Package 4, Package 1 + Package 2 | TRUE | 0.64493 | Food Service | GA, Bibb County | 12001_30000 | Small Packaged Unit | gen5_led | Georgia | 70.5873 | B: Food-Service Buildings with Small Packaged Units | 0.00026166 | 0.0003053 | 0 | 0 | 0 | 0.00071534 | 0.00062118 | 0.00012168 | 3.2037e-05 | 0.00017831 | 3.4293e-05 | 0.00027032 | 0.0012888 | 0 | 0 | 0.00074963 | 0.0008915 | 0.00012168 | 3.2037e-05 | 0.0014672 | 0.003262 | 13543.5365
96354 | pkg_0004 | Package 4, Package 1 + Package 2 | TRUE | 0.054775 | Food Service | GA, Bibb County | 30001_40000 | Multizone CAV/VAV | gen2_t8_halogen | Georgia | 126.4238 | F: Buildings with Electric Resistance Multizone Systems | 4.9916e-05 | 5.5938e-05 | 0.00034342 | 0 | 0 | 0.00022655 | 3.4085e-05 | 1.4558e-05 | 2.6509e-06 | 0.00017346 | 0 | 3.2292e-05 | 0 | 0 | 0 | 0.00056996 | 6.6377e-05 | 1.4558e-05 | 2.6509e-06 | 0.00017346 | 0.00082701 | 1917.1322
3235 | pkg_0005 | Package 5, Variable Speed HP RTU or HP Boilers + Economizer + DCV + Energy Recovery | TRUE | 1.4091 | Food Service | GA, Bibb County | 3001_8000 | Small Packaged Unit | gen5_led | Georgia | 92.7136 | B: Food-Service Buildings with Small Packaged Units | 0.00019404 | 0.00021848 | 0 | 0 | 0 | 0.0005763 | 0.0002145 | 7.5862e-05 | 6.9531e-05 | 0.00010798 | 5.2529e-05 | 0.0006015 | 0.00075361 | 0 | 0 | 0.00062883 | 0.000816 | 7.5862e-05 | 6.9531e-05 | 0.0008616 | 0.0024518 | 7750.2418
3236 | pkg_0005 | Package 5, Variable Speed HP RTU or HP Boilers + Economizer + DCV + Energy Recovery | TRUE | 7.0713 | Food Service | GA, Bibb County | 1001_3000 | Small Packaged Unit | gen2_t8_halogen | Georgia | 185.9 | B: Food-Service Buildings with Small Packaged Units | 0.00072959 | 0.00078376 | 0 | 0 | 0 | 0.0014015 | 0.0011876 | 0.00036869 | 0.0003449 | 0.0002189 | 5.0267e-06 | 0.0040582 | 0.0013859 | 0 | 0 | 0.0014065 | 0.0052459 | 0.00036869 | 0.0003449 | 0.0016048 | 0.0089709 | 14142.6113
3238 | pkg_0005 | Package 5, Variable Speed HP RTU or HP Boilers + Economizer + DCV + Energy Recovery | TRUE | 21.7077 | Food Service | GA, Bibb County | _1000 | Small Packaged Unit | gen2_t8_halogen | Georgia | 228.2028 | B: Food-Service Buildings with Small Packaged Units | 0.0012614 | 0.0013814 | 0 | 0 | 0 | 0.0019534 | 0.00098616 | 0.0004329 | 0.0010602 | 0.00038125 | 6.6045e-05 | 0.0099083 | 0.0021147 | 0 | 0 | 0.0020194 | 0.010894 | 0.0004329 | 0.0010602 | 0.0024959 | 0.016903 | 21707.6677
16270 | pkg_0005 | Package 5, Variable Speed HP RTU or HP Boilers + Economizer + DCV + Energy Recovery | TRUE | 1.475 | Food Service | GA, Bibb County | 8001_12000 | Small Packaged Unit | gen2_t8_halogen | Georgia | 77.8711 | B: Food-Service Buildings with Small Packaged Units | 0.00030085 | 0.00035183 | 0 | 0 | 0 | 0.00088969 | 0.00033053 | 0.00022713 | 7.2164e-05 | 0.00019914 | 0.00011494 | 0.00061337 | 0.0014721 | 0 | 0 | 0.0010046 | 0.00094389 | 0.00022713 | 7.2164e-05 | 0.0016712 | 0.0039191 | 14749.5566
16276 | pkg_0005 | Package 5, Variable Speed HP RTU or HP Boilers + Economizer + DCV + Energy Recovery | TRUE | 0.64493 | Food Service | GA, Bibb County | 12001_30000 | Small Packaged Unit | gen5_led | Georgia | 71.7353 | B: Food-Service Buildings with Small Packaged Units | 0.00026608 | 0.00031034 | 0 | 0 | 0 | 0.00074398 | 0.00062118 | 0.00012168 | 3.1951e-05 | 0.00017831 | 5.878e-05 | 0.00027032 | 0.0012889 | 0 | 0 | 0.00080276 | 0.0008915 | 0.00012168 | 3.1951e-05 | 0.0014672 | 0.0033151 | 13543.5365
96354 | pkg_0005 | Package 5, Variable Speed HP RTU or HP Boilers + Economizer + DCV + Energy Recovery | TRUE | 0.054775 | Food Service | GA, Bibb County | 30001_40000 | Multizone CAV/VAV | gen2_t8_halogen | Georgia | 119.4985 | F: Buildings with Electric Resistance Multizone Systems | 4.6746e-05 | 5.2725e-05 | 0.00032508 | 0 | 0 | 0.00019117 | 3.4085e-05 | 2.3014e-05 | 2.6524e-06 | 0.00017341 | 0 | 3.2292e-05 | 0 | 0 | 0 | 0.00051625 | 6.6377e-05 | 2.3014e-05 | 2.6524e-06 | 0.00017341 | 0.0007817 | 1917.1322
3235 | pkg_0006 | Comprehensive Geothermal Heat Pump Package, Hydronic GHP, Packaged GHP, or Console GHP | TRUE | 1.4091 | Food Service | GA, Bibb County | 3001_8000 | Small Packaged Unit | gen5_led | Georgia | 79.9515 | B: Food-Service Buildings with Small Packaged Units | 0.00016275 | 0.00018101 | 0 | 0 | 0 | 0.00029075 | 0.0002145 | 7.5862e-05 | 7.0106e-05 | 0.00010798 | 0 | 0.0006015 | 0.00075361 | 0 | 0 | 0.00029075 | 0.000816 | 7.5862e-05 | 7.0106e-05 | 0.0008616 | 0.0021143 | 7750.2418
3236 | pkg_0006 | Comprehensive Geothermal Heat Pump Package, Hydronic GHP, Packaged GHP, or Console GHP | TRUE | 7.0713 | Food Service | GA, Bibb County | 1001_3000 | Small Packaged Unit | gen2_t8_halogen | Georgia | 179.1361 | B: Food-Service Buildings with Small Packaged Units | 0.00070412 | 0.00074513 | 0 | 0 | 0 | 0.0010791 | 0.0011876 | 0.00036869 | 0.00034611 | 0.0002189 | 0 | 0.0040582 | 0.0013859 | 0 | 0 | 0.0010791 | 0.0052459 | 0.00036869 | 0.00034611 | 0.0016048 | 0.0086445 | 14142.6113
3238 | pkg_0006 | Comprehensive Geothermal Heat Pump Package, Hydronic GHP, Packaged GHP, or Console GHP | TRUE | 21.7077 | Food Service | GA, Bibb County | _1000 | Small Packaged Unit | gen2_t8_halogen | Georgia | 223.3083 | B: Food-Service Buildings with Small Packaged Units | 0.001258 | 0.0013416 | 0 | 0 | 0 | 0.0016497 | 0.00098616 | 0.0004329 | 0.0010672 | 0.00038125 | 0 | 0.0099083 | 0.0021147 | 0 | 0 | 0.0016497 | 0.010894 | 0.0004329 | 0.0010672 | 0.0024959 | 0.01654 | 21707.6677
16270 | pkg_0006 | Comprehensive Geothermal Heat Pump Package, Hydronic GHP, Packaged GHP, or Console GHP | TRUE | 1.475 | Food Service | GA, Bibb County | 8001_12000 | Small Packaged Unit | gen2_t8_halogen | Georgia | 77.0503 | B: Food-Service Buildings with Small Packaged Units | 0.00032222 | 0.00035292 | 0 | 0 | 0 | 0.000963 | 0.00033053 | 0.00022713 | 7.25e-05 | 0.00019914 | 0 | 0.00061337 | 0.0014721 | 0 | 0 | 0.000963 | 0.00094389 | 0.00022713 | 7.25e-05 | 0.0016712 | 0.0038778 | 14749.5566
16276 | pkg_0006 | Comprehensive Geothermal Heat Pump Package, Hydronic GHP, Packaged GHP, or Console GHP | TRUE | 0.64493 | Food Service | GA, Bibb County | 12001_30000 | Small Packaged Unit | gen5_led | Georgia | 64.6532 | B: Food-Service Buildings with Small Packaged Units | 0.00024121 | 0.00027442 | 0 | 0 | 0 | 0.00047517 | 0.00062118 | 0.00012168 | 3.2269e-05 | 0.00017831 | 0 | 0.00027032 | 0.0012888 | 0 | 0 | 0.00047517 | 0.0008915 | 0.00012168 | 3.2269e-05 | 0.0014672 | 0.0029878 | 13543.5365
96354 | pkg_0006 | Comprehensive Geothermal Heat Pump Package, Hydronic GHP, Packaged GHP, or Console GHP | FALSE | 0.054775 | Food Service | GA, Bibb County | 30001_40000 | Multizone CAV/VAV | gen2_t8_halogen | Georgia | 126.4103 | F: Buildings with Electric Resistance Multizone Systems | 4.9756e-05 | 5.554e-05 | 0.00034667 | 0 | 0 | 0.00021475 | 3.4085e-05 | 2.3014e-05 | 2.6519e-06 | 0.00017346 | 0 | 3.2292e-05 | 0 | 0 | 0 | 0.00056142 | 6.6377e-05 | 2.3014e-05 | 2.6519e-06 | 0.00017346 | 0.00082692 | 1917.1322
3235 | pkg_0007 | Package 6, Demand Flexibility, Lighting + Thermostat Control, Load Shed for Daily Bldg Peak Reduction | FALSE | 1.4091 | Food Service | GA, Bibb County | 3001_8000 | Small Packaged Unit | gen5_led | Georgia | 103.5288 | B: Food-Service Buildings with Small Packaged Units | 0.00022027 | 0.00025155 | 0 | 0 | 0 | 0.00084291 | 0.0002145 | 7.5862e-05 | 6.9491e-05 | 0.00010798 | 7.1962e-05 | 0.0006015 | 0.00075361 | 0 | 0 | 0.00091487 | 0.000816 | 7.5862e-05 | 6.9491e-05 | 0.0008616 | 0.0027378 | 7750.2418
3236 | pkg_0007 | Package 6, Demand Flexibility, Lighting + Thermostat Control, Load Shed for Daily Bldg Peak Reduction | FALSE | 7.0713 | Food Service | GA, Bibb County | 1001_3000 | Small Packaged Unit | gen2_t8_halogen | Georgia | 195.9556 | B: Food-Service Buildings with Small Packaged Units | 0.00075064 | 0.00081411 | 0 | 0 | 0 | 0.0013628 | 0.0011876 | 0.00036869 | 0.0003441 | 0.0002189 | 0.00052988 | 0.0040582 | 0.0013859 | 0 | 0 | 0.0018927 | 0.0052459 | 0.00036869 | 0.0003441 | 0.0016048 | 0.0094561 | 14142.6113
3238 | pkg_0007 | Package 6, Demand Flexibility, Lighting + Thermostat Control, Load Shed for Daily Bldg Peak Reduction | FALSE | 21.7077 | Food Service | GA, Bibb County | _1000 | Small Packaged Unit | gen2_t8_halogen | Georgia | 235.5139 | B: Food-Service Buildings with Small Packaged Units | 0.0012744 | 0.0014213 | 0 | 0 | 0 | 0.0020231 | 0.00098616 | 0.0004329 | 0.0010627 | 0.00038125 | 0.00053556 | 0.0099083 | 0.0021147 | 0 | 0 | 0.0025587 | 0.010894 | 0.0004329 | 0.0010627 | 0.0024959 | 0.017444 | 21707.6677
16270 | pkg_0007 | Package 6, Demand Flexibility, Lighting + Thermostat Control, Load Shed for Daily Bldg Peak Reduction | FALSE | 1.475 | Food Service | GA, Bibb County | 8001_12000 | Small Packaged Unit | gen2_t8_halogen | Georgia | 88.3175 | B: Food-Service Buildings with Small Packaged Units | 0.00032998 | 0.00039361 | 0 | 0 | 0 | 0.0010169 | 0.00033053 | 0.00022713 | 7.2164e-05 | 0.00019914 | 0.00051345 | 0.00061337 | 0.0014721 | 0 | 0 | 0.0015303 | 0.00094389 | 0.00022713 | 7.2164e-05 | 0.0016712 | 0.0044448 | 14749.5566
16276 | pkg_0007 | Package 6, Demand Flexibility, Lighting + Thermostat Control, Load Shed for Daily Bldg Peak Reduction | FALSE | 0.64493 | Food Service | GA, Bibb County | 12001_30000 | Small Packaged Unit | gen5_led | Georgia | 78.4497 | B: Food-Service Buildings with Small Packaged Units | 0.0002878 | 0.00034234 | 0 | 0 | 0 | 0.00095923 | 0.00062118 | 0.00012168 | 3.1915e-05 | 0.00017831 | 0.00015388 | 0.00027032 | 0.0012888 | 0 | 0 | 0.0011131 | 0.0008915 | 0.00012168 | 3.1915e-05 | 0.0014672 | 0.0036254 | 13543.5365
96354 | pkg_0007 | Package 6, Demand Flexibility, Lighting + Thermostat Control, Load Shed for Daily Bldg Peak Reduction | FALSE | 0.054775 | Food Service | GA, Bibb County | 30001_40000 | Multizone CAV/VAV | gen2_t8_halogen | Georgia | 126.4103 | F: Buildings with Electric Resistance Multizone Systems | 4.9756e-05 | 5.554e-05 | 0.00034667 | 0 | 0 | 0.00021475 | 3.4085e-05 | 2.3014e-05 | 2.6519e-06 | 0.00017346 | 0 | 3.2292e-05 | 0 | 0 | 0 | 0.00056142 | 6.6377e-05 | 2.3014e-05 | 2.6519e-06 | 0.00017346 | 0.00082692 | 1917.1322
73308 | env_0001 | Wall Insulation | TRUE | 0.046324 | Food Service | GA, Douglas County | 52001_64000 | Small Packaged Unit | gen2_t8_halogen | Georgia | 61.2518 | B: Food-Service Buildings with Small Packaged Units | 4.9751e-05 | 6.2863e-05 | 0 | 0 | 0 | 0.00014178 | 5.7389e-05 | 4.1323e-05 | 1.7299e-06 | 0.00024186 | 2.2941e-05 | 5.4511e-05 | 0 | 0 | 0 | 0.00016473 | 0.0001119 | 4.1323e-05 | 1.7299e-06 | 0.00024186 | 0.00056154 | 2686.8091
73308 | env_0002 | Roof Insulation | TRUE | 0.046324 | Food Service | GA, Douglas County | 52001_64000 | Small Packaged Unit | gen2_t8_halogen | Georgia | 61.3421 | B: Food-Service Buildings with Small Packaged Units | 4.9805e-05 | 6.2932e-05 | 0 | 0 | 0 | 0.00014204 | 5.7389e-05 | 4.1323e-05 | 1.7299e-06 | 0.00024186 | 2.3512e-05 | 5.4511e-05 | 0 | 0 | 0 | 0.00016555 | 0.0001119 | 4.1323e-05 | 1.7299e-06 | 0.00024186 | 0.00056237 | 2686.8091
73308 | env_0003 | Secondary Windows | TRUE | 0.046324 | Food Service | GA, Douglas County | 52001_64000 | Small Packaged Unit | gen2_t8_halogen | Georgia | 61.419 | B: Food-Service Buildings with Small Packaged Units | 4.985e-05 | 6.2982e-05 | 0 | 0 | 0 | 0.00014211 | 5.7389e-05 | 4.1323e-05 | 1.7299e-06 | 0.00024186 | 2.4149e-05 | 5.4511e-05 | 0 | 0 | 0 | 0.00016626 | 0.0001119 | 4.1323e-05 | 1.7299e-06 | 0.00024186 | 0.00056308 | 2686.8091
73308 | env_0004 | Window Film | TRUE | 0.046324 | Food Service | GA, Douglas County | 52001_64000 | Small Packaged Unit | gen2_t8_halogen | Georgia | 61.4128 | B: Food-Service Buildings with Small Packaged Units | 4.9835e-05 | 6.2952e-05 | 0 | 0 | 0 | 0.00014161 | 5.7389e-05 | 4.1323e-05 | 1.7299e-06 | 0.00024186 | 2.4592e-05 | 5.4511e-05 | 0 | 0 | 0 | 0.0001662 | 0.0001119 | 4.1323e-05 | 1.7299e-06 | 0.00024186 | 0.00056302 | 2686.8091
73308 | env_0005 | New Windows | TRUE | 0.046324 | Food Service | GA, Douglas County | 52001_64000 | Small Packaged Unit | gen2_t8_halogen | Georgia | 61.3854 | B: Food-Service Buildings with Small Packaged Units | 4.9829e-05 | 6.2961e-05 | 0 | 0 | 0 | 0.00014208 | 5.7389e-05 | 4.1323e-05 | 1.7299e-06 | 0.00024186 | 2.3866e-05 | 5.4511e-05 | 0 | 0 | 0 | 0.00016595 | 0.0001119 | 4.1323e-05 | 1.7299e-06 | 0.00024186 | 0.00056277 | 2686.8091
73308 | hvac_0001 | HP Boiler, Electric Backup | TRUE | 0.046324 | Food Service | GA, Douglas County | 52001_64000 | Small Packaged Unit | gen2_t8_halogen | Georgia | 59.6159 | B: Food-Service Buildings with Small Packaged Units | 4.9127e-05 | 6.2277e-05 | 0 | 0 | 0 | 0.00014973 | 5.7389e-05 | 4.1323e-05 | 1.7299e-06 | 0.00024186 | 0 | 5.4511e-05 | 0 | 0 | 0 | 0.00014973 | 0.0001119 | 4.1323e-05 | 1.7299e-06 | 0.00024186 | 0.00054654 | 2686.8091
73308 | hvac_0002 | HP Boiler, Gas Backup | TRUE | 0.046324 | Food Service | GA, Douglas County | 52001_64000 | Small Packaged Unit | gen2_t8_halogen | Georgia | 59.6159 | B: Food-Service Buildings with Small Packaged Units | 4.9127e-05 | 6.2277e-05 | 0 | 0 | 0 | 0.00014973 | 5.7389e-05 | 4.1323e-05 | 1.7299e-06 | 0.00024186 | 0 | 5.4511e-05 | 0 | 0 | 0 | 0.00014973 | 0.0001119 | 4.1323e-05 | 1.7299e-06 | 0.00024186 | 0.00054654 | 2686.8091
73308 | hvac_0003 | DOAS HP Minisplits | FALSE | 0.046324 | Food Service | GA, Douglas County | 52001_64000 | Small Packaged Unit | gen2_t8_halogen | Georgia | 61.4388 | B: Food-Service Buildings with Small Packaged Units | 4.9864e-05 | 6.2999e-05 | 0 | 0 | 0 | 0.00014219 | 5.7389e-05 | 4.1323e-05 | 1.7299e-06 | 0.00024186 | 2.4255e-05 | 5.4511e-05 | 0 | 0 | 0 | 0.00016644 | 0.0001119 | 4.1323e-05 | 1.7299e-06 | 0.00024186 | 0.00056326 | 2686.8091
73308 | hvac_0004 | Variable Speed HP RTU, Original Heating Fuel Backup | FALSE | 0.046324 | Food Service | GA, Douglas County | 52001_64000 | Small Packaged Unit | gen2_t8_halogen | Georgia | 61.4388 | B: Food-Service Buildings with Small Packaged Units | 4.9864e-05 | 6.2999e-05 | 0 | 0 | 0 | 0.00014219 | 5.7389e-05 | 4.1323e-05 | 1.7299e-06 | 0.00024186 | 2.4255e-05 | 5.4511e-05 | 0 | 0 | 0 | 0.00016644 | 0.0001119 | 4.1323e-05 | 1.7299e-06 | 0.00024186 | 0.00056326 | 2686.8091
73308 | hvac_0005 | Variable Speed HP RTU, Electric Backup | FALSE | 0.046324 | Food Service | GA, Douglas County | 52001_64000 | Small Packaged Unit | gen2_t8_halogen | Georgia | 61.4388 | B: Food-Service Buildings with Small Packaged Units | 4.9864e-05 | 6.2999e-05 | 0 | 0 | 0 | 0.00014219 | 5.7389e-05 | 4.1323e-05 | 1.7299e-06 | 0.00024186 | 2.4255e-05 | 5.4511e-05 | 0 | 0 | 0 | 0.00016644 | 0.0001119 | 4.1323e-05 | 1.7299e-06 | 0.00024186 | 0.00056326 | 2686.8091
73308 | hvac_0006 | VRF with DOAS | FALSE | 0.046324 | Food Service | GA, Douglas County | 52001_64000 | Small Packaged Unit | gen2_t8_halogen | Georgia | 61.4388 | B: Food-Service Buildings with Small Packaged Units | 4.9864e-05 | 6.2999e-05 | 0 | 0 | 0 | 0.00014219 | 5.7389e-05 | 4.1323e-05 | 1.7299e-06 | 0.00024186 | 2.4255e-05 | 5.4511e-05 | 0 | 0 | 0 | 0.00016644 | 0.0001119 | 4.1323e-05 | 1.7299e-06 | 0.00024186 | 0.00056326 | 2686.8091
73308 | hvac_0007 | Demand Control Ventilation | FALSE | 0.046324 | Food Service | GA, Douglas County | 52001_64000 | Small Packaged Unit | gen2_t8_halogen | Georgia | 61.4388 | B: Food-Service Buildings with Small Packaged Units | 4.9864e-05 | 6.2999e-05 | 0 | 0 | 0 | 0.00014219 | 5.7389e-05 | 4.1323e-05 | 1.7299e-06 | 0.00024186 | 2.4255e-05 | 5.4511e-05 | 0 | 0 | 0 | 0.00016644 | 0.0001119 | 4.1323e-05 | 1.7299e-06 | 0.00024186 | 0.00056326 | 2686.8091
73308 | hvac_0008 | Energy Recovery for AHUs | FALSE | 0.046324 | Food Service | GA, Douglas County | 52001_64000 | Small Packaged Unit | gen2_t8_halogen | Georgia | 61.4388 | B: Food-Service Buildings with Small Packaged Units | 4.9864e-05 | 6.2999e-05 | 0 | 0 | 0 | 0.00014219 | 5.7389e-05 | 4.1323e-05 | 1.7299e-06 | 0.00024186 | 2.4255e-05 | 5.4511e-05 | 0 | 0 | 0 | 0.00016644 | 0.0001119 | 4.1323e-05 | 1.7299e-06 | 0.00024186 | 0.00056326 | 2686.8091
73308 | hvac_0009 | Air Side Economizers for AHUs | TRUE | 0.046324 | Food Service | GA, Douglas County | 52001_64000 | Small Packaged Unit | gen2_t8_halogen | Georgia | 60.9898 | B: Food-Service Buildings with Small Packaged Units | 4.9492e-05 | 6.249e-05 | 0 | 0 | 0 | 0.00013774 | 5.7389e-05 | 4.1323e-05 | 1.7264e-06 | 0.00024186 | 2.4589e-05 | 5.4511e-05 | 0 | 0 | 0 | 0.00016233 | 0.0001119 | 4.1323e-05 | 1.7264e-06 | 0.00024186 | 0.00055914 | 2686.8091
73308 | hvac_0010 | VRF with DOAS, 25pct Heat Pump Upsizing Allowance | FALSE | 0.046324 | Food Service | GA, Douglas County | 52001_64000 | Small Packaged Unit | gen2_t8_halogen | Georgia | 61.4388 | B: Food-Service Buildings with Small Packaged Units | 4.9864e-05 | 6.2999e-05 | 0 | 0 | 0 | 0.00014219 | 5.7389e-05 | 4.1323e-05 | 1.7299e-06 | 0.00024186 | 2.4255e-05 | 5.4511e-05 | 0 | 0 | 0 | 0.00016644 | 0.0001119 | 4.1323e-05 | 1.7299e-06 | 0.00024186 | 0.00056326 | 2686.8091
73308 | hvac_0012 | Unoccupied AHU Control | TRUE | 0.046324 | Food Service | GA, Douglas County | 52001_64000 | Small Packaged Unit | gen2_t8_halogen | Georgia | 61.016 | B: Food-Service Buildings with Small Packaged Units | 4.9523e-05 | 6.2685e-05 | 0 | 0 | 0 | 0.00014115 | 5.7389e-05 | 4.1323e-05 | 1.7295e-06 | 0.00024186 | 2.1418e-05 | 5.4511e-05 | 0 | 0 | 0 | 0.00016257 | 0.0001119 | 4.1323e-05 | 1.7295e-06 | 0.00024186 | 0.00055938 | 2686.8091
73308 | hvac_0013 | Variable Speed HP RTU, Electric Backup, Energy Recovery | FALSE | 0.046324 | Food Service | GA, Douglas County | 52001_64000 | Small Packaged Unit | gen2_t8_halogen | Georgia | 61.4388 | B: Food-Service Buildings with Small Packaged Units | 4.9864e-05 | 6.2999e-05 | 0 | 0 | 0 | 0.00014219 | 5.7389e-05 | 4.1323e-05 | 1.7299e-06 | 0.00024186 | 2.4255e-05 | 5.4511e-05 | 0 | 0 | 0 | 0.00016644 | 0.0001119 | 4.1323e-05 | 1.7299e-06 | 0.00024186 | 0.00056326 | 2686.8091
73308 | hvac_0014 | Advanced RTU Controls | TRUE | 0.046324 | Food Service | GA, Douglas County | 52001_64000 | Small Packaged Unit | gen2_t8_halogen | Georgia | 57.2034 | B: Food-Service Buildings with Small Packaged Units | 4.7524e-05 | 5.8724e-05 | 0 | 0 | 0 | 0.00011008 | 5.7389e-05 | 4.1323e-05 | 1.7277e-06 | 0.00024186 | 1.7528e-05 | 5.4511e-05 | 0 | 0 | 0 | 0.00012761 | 0.0001119 | 4.1323e-05 | 1.7277e-06 | 0.00024186 | 0.00052443 | 2686.8091
73308 | hvac_0015 | Hydronic Water-to-Water Geothermal Heat Pump | FALSE | 0.046324 | Food Service | GA, Douglas County | 52001_64000 | Small Packaged Unit | gen2_t8_halogen | Georgia | 61.4388 | B: Food-Service Buildings with Small Packaged Units | 4.9864e-05 | 6.2999e-05 | 0 | 0 | 0 | 0.00014219 | 5.7389e-05 | 4.1323e-05 | 1.7299e-06 | 0.00024186 | 2.4255e-05 | 5.4511e-05 | 0 | 0 | 0 | 0.00016644 | 0.0001119 | 4.1323e-05 | 1.7299e-06 | 0.00024186 | 0.00056326 | 2686.8091
73308 | hvac_0016 | Packaged Water-to-Air Geothermal Heat Pump | TRUE | 0.046324 | Food Service | GA, Douglas County | 52001_64000 | Small Packaged Unit | gen2_t8_halogen | Georgia | 52.0133 | B: Food-Service Buildings with Small Packaged Units | 4.4877e-05 | 5.3971e-05 | 0 | 0 | 0 | 8.003e-05 | 5.7389e-05 | 4.1323e-05 | 1.7286e-06 | 0.00024186 | 0 | 5.4511e-05 | 0 | 0 | 0 | 8.003e-05 | 0.0001119 | 4.1323e-05 | 1.7286e-06 | 0.00024186 | 0.00047685 | 2686.8091
73308 | hvac_0017 | Console Water-to-Air Geothermal Heat Pump | FALSE | 0.046324 | Food Service | GA, Douglas County | 52001_64000 | Small Packaged Unit | gen2_t8_halogen | Georgia | 61.4388 | B: Food-Service Buildings with Small Packaged Units | 4.9864e-05 | 6.2999e-05 | 0 | 0 | 0 | 0.00014219 | 5.7389e-05 | 4.1323e-05 | 1.7299e-06 | 0.00024186 | 2.4255e-05 | 5.4511e-05 | 0 | 0 | 0 | 0.00016644 | 0.0001119 | 4.1323e-05 | 1.7299e-06 | 0.00024186 | 0.00056326 | 2686.8091
73308 | hvac_0018 | Standard Performance HP RTU, Electric Backup | FALSE | 0.046324 | Food Service | GA, Douglas County | 52001_64000 | Small Packaged Unit | gen2_t8_halogen | Georgia | 61.4388 | B: Food-Service Buildings with Small Packaged Units | 4.9864e-05 | 6.2999e-05 | 0 | 0 | 0 | 0.00014219 | 5.7389e-05 | 4.1323e-05 | 1.7299e-06 | 0.00024186 | 2.4255e-05 | 5.4511e-05 | 0 | 0 | 0 | 0.00016644 | 0.0001119 | 4.1323e-05 | 1.7299e-06 | 0.00024186 | 0.00056326 | 2686.8091
73308 | hvac_0019 | Standard Performance HP RTU, Electric Backup + Roof Insulation | FALSE | 0.046324 | Food Service | GA, Douglas County | 52001_64000 | Small Packaged Unit | gen2_t8_halogen | Georgia | 61.4388 | B: Food-Service Buildings with Small Packaged Units | 4.9864e-05 | 6.2999e-05 | 0 | 0 | 0 | 0.00014219 | 5.7389e-05 | 4.1323e-05 | 1.7299e-06 | 0.00024186 | 2.4255e-05 | 5.4511e-05 | 0 | 0 | 0 | 0.00016644 | 0.0001119 | 4.1323e-05 | 1.7299e-06 | 0.00024186 | 0.00056326 | 2686.8091
73308 | hvac_0020 | Standard Performance HP RTU, Electric Backup, 32F Minimum Compressor Lockout | FALSE | 0.046324 | Food Service | GA, Douglas County | 52001_64000 | Small Packaged Unit | gen2_t8_halogen | Georgia | 61.4388 | B: Food-Service Buildings with Small Packaged Units | 4.9864e-05 | 6.2999e-05 | 0 | 0 | 0 | 0.00014219 | 5.7389e-05 | 4.1323e-05 | 1.7299e-06 | 0.00024186 | 2.4255e-05 | 5.4511e-05 | 0 | 0 | 0 | 0.00016644 | 0.0001119 | 4.1323e-05 | 1.7299e-06 | 0.00024186 | 0.00056326 | 2686.8091
73308 | hvac_0021 | Cold Climate Challenge HP RTU, Electric Backup | FALSE | 0.046324 | Food Service | GA, Douglas County | 52001_64000 | Small Packaged Unit | gen2_t8_halogen | Georgia | 61.4388 | B: Food-Service Buildings with Small Packaged Units | 4.9864e-05 | 6.2999e-05 | 0 | 0 | 0 | 0.00014219 | 5.7389e-05 | 4.1323e-05 | 1.7299e-06 | 0.00024186 | 2.4255e-05 | 5.4511e-05 | 0 | 0 | 0 | 0.00016644 | 0.0001119 | 4.1323e-05 | 1.7299e-06 | 0.00024186 | 0.00056326 | 2686.8091
73308 | hvac_0022 | Ideal Thermal Air Loads | TRUE | 0.046324 | Food Service | GA, Douglas County | 52001_64000 | Small Packaged Unit | gen2_t8_halogen | Georgia | 71.9539 | B: Food-Service Buildings with Small Packaged Units | 3.8663e-05 | 4.6811e-05 | 0.00021001 | 3.2885e-05 | 0 | 1.9943e-05 | 5.7389e-05 | 4.1323e-05 | 1.7299e-06 | 0.00024186 | 0 | 5.4511e-05 | 0 | 0 | 0 | 0.00026284 | 0.0001119 | 4.1323e-05 | 1.7299e-06 | 0.00024186 | 0.00065966 | 2686.8091
73308 | ltg_0001 | LED Lighting | TRUE | 0.046324 | Food Service | GA, Douglas County | 52001_64000 | Small Packaged Unit | gen2_t8_halogen | Georgia | 58.8704 | B: Food-Service Buildings with Small Packaged Units | 4.7671e-05 | 6.0023e-05 | 0 | 0 | 0 | 0.00013555 | 5.7389e-05 | 2.1185e-05 | 1.7299e-06 | 0.00024186 | 2.7485e-05 | 5.4511e-05 | 0 | 0 | 0 | 0.00016303 | 0.0001119 | 2.1185e-05 | 1.7299e-06 | 0.00024186 | 0.00053971 | 2686.8091
73308 | ppl_0001 | Electric Kitchen Equipment | TRUE | 0.046324 | Food Service | GA, Douglas County | 52001_64000 | Small Packaged Unit | gen2_t8_halogen | Georgia | 58.5794 | B: Food-Service Buildings with Small Packaged Units | 4.8517e-05 | 6.2704e-05 | 0 | 0 | 0 | 0.00014016 | 8.7236e-05 | 4.1323e-05 | 1.7295e-06 | 0.00024186 | 2.4728e-05 | 0 | 0 | 0 | 0 | 0.00016489 | 8.7236e-05 | 4.1323e-05 | 1.7295e-06 | 0.00024186 | 0.00053704 | 2686.8091
73308 | dr_0001 | Demand Flexibility, Thermostat Control, Load Shed for Daily Bldg Peak Reduction | FALSE | 0.046324 | Food Service | GA, Douglas County | 52001_64000 | Small Packaged Unit | gen2_t8_halogen | Georgia | 61.4388 | B: Food-Service Buildings with Small Packaged Units | 4.9864e-05 | 6.2999e-05 | 0 | 0 | 0 | 0.00014219 | 5.7389e-05 | 4.1323e-05 | 1.7299e-06 | 0.00024186 | 2.4255e-05 | 5.4511e-05 | 0 | 0 | 0 | 0.00016644 | 0.0001119 | 4.1323e-05 | 1.7299e-06 | 0.00024186 | 0.00056326 | 2686.8091
73308 | dr_0002 | Demand Flexibility, Thermostat Control, Load Shift for Daily Bldg Peak Reduction | FALSE | 0.046324 | Food Service | GA, Douglas County | 52001_64000 | Small Packaged Unit | gen2_t8_halogen | Georgia | 61.4388 | B: Food-Service Buildings with Small Packaged Units | 4.9864e-05 | 6.2999e-05 | 0 | 0 | 0 | 0.00014219 | 5.7389e-05 | 4.1323e-05 | 1.7299e-06 | 0.00024186 | 2.4255e-05 | 5.4511e-05 | 0 | 0 | 0 | 0.00016644 | 0.0001119 | 4.1323e-05 | 1.7299e-06 | 0.00024186 | 0.00056326 | 2686.8091
73308 | dr_0003 | Demand Flexibility, Lighting Control, Load Shed for Daily Bldg Peak Reduction | FALSE | 0.046324 | Food Service | GA, Douglas County | 52001_64000 | Small Packaged Unit | gen2_t8_halogen | Georgia | 61.4388 | B: Food-Service Buildings with Small Packaged Units | 4.9864e-05 | 6.2999e-05 | 0 | 0 | 0 | 0.00014219 | 5.7389e-05 | 4.1323e-05 | 1.7299e-06 | 0.00024186 | 2.4255e-05 | 5.4511e-05 | 0 | 0 | 0 | 0.00016644 | 0.0001119 | 4.1323e-05 | 1.7299e-06 | 0.00024186 | 0.00056326 | 2686.8091
73308 | dr_0004 | Demand Flexibility, Lighting Control, Load Shed for Daily GHG Emission Reduction | FALSE | 0.046324 | Food Service | GA, Douglas County | 52001_64000 | Small Packaged Unit | gen2_t8_halogen | Georgia | 61.4388 | B: Food-Service Buildings with Small Packaged Units | 4.9864e-05 | 6.2999e-05 | 0 | 0 | 0 | 0.00014219 | 5.7389e-05 | 4.1323e-05 | 1.7299e-06 | 0.00024186 | 2.4255e-05 | 5.4511e-05 | 0 | 0 | 0 | 0.00016644 | 0.0001119 | 4.1323e-05 | 1.7299e-06 | 0.00024186 | 0.00056326 | 2686.8091
73308 | pkg_0001 | Package 1, Wall & Roof Insulation + New Windows | TRUE | 0.046324 | Food Service | GA, Douglas County | 52001_64000 | Small Packaged Unit | gen2_t8_halogen | Georgia | 61.1045 | B: Food-Service Buildings with Small Packaged Units | 4.966e-05 | 6.276e-05 | 0 | 0 | 0 | 0.00014155 | 5.7389e-05 | 4.1323e-05 | 1.7299e-06 | 0.00024186 | 2.1828e-05 | 5.4511e-05 | 0 | 0 | 0 | 0.00016338 | 0.0001119 | 4.1323e-05 | 1.7299e-06 | 0.00024186 | 0.00056019 | 2686.8091
73308 | pkg_0002 | Package 2, LED Lighting + Variable Speed HP RTU or HP Boilers | TRUE | 0.046324 | Food Service | GA, Douglas County | 52001_64000 | Small Packaged Unit | gen2_t8_halogen | Georgia | 56.7893 | B: Food-Service Buildings with Small Packaged Units | 4.6817e-05 | 5.9189e-05 | 0 | 0 | 0 | 0.00014395 | 5.7389e-05 | 2.1185e-05 | 1.7299e-06 | 0.00024186 | 0 | 5.4511e-05 | 0 | 0 | 0 | 0.00014395 | 0.0001119 | 2.1185e-05 | 1.7299e-06 | 0.00024186 | 0.00052063 | 2686.8091
73308 | pkg_0003 | Package 3, LED Lighting + Standard Performance HP RTU or HP Boilers | TRUE | 0.046324 | Food Service | GA, Douglas County | 52001_64000 | Small Packaged Unit | gen2_t8_halogen | Georgia | 56.7893 | B: Food-Service Buildings with Small Packaged Units | 4.6817e-05 | 5.9189e-05 | 0 | 0 | 0 | 0.00014395 | 5.7389e-05 | 2.1185e-05 | 1.7299e-06 | 0.00024186 | 0 | 5.4511e-05 | 0 | 0 | 0 | 0.00014395 | 0.0001119 | 2.1185e-05 | 1.7299e-06 | 0.00024186 | 0.00052063 | 2686.8091
73308 | pkg_0004 | Package 4, Package 1 + Package 2 | TRUE | 0.046324 | Food Service | GA, Douglas County | 52001_64000 | Small Packaged Unit | gen2_t8_halogen | Georgia | 56.6349 | B: Food-Service Buildings with Small Packaged Units | 4.6671e-05 | 5.902e-05 | 0 | 0 | 0 | 0.00014254 | 5.7389e-05 | 2.1185e-05 | 1.7299e-06 | 0.00024186 | 0 | 5.4511e-05 | 0 | 0 | 0 | 0.00014254 | 0.0001119 | 2.1185e-05 | 1.7299e-06 | 0.00024186 | 0.00051922 | 2686.8091
73308 | pkg_0005 | Package 5, Variable Speed HP RTU or HP Boilers + Economizer + DCV + Energy Recovery | TRUE | 0.046324 | Food Service | GA, Douglas County | 52001_64000 | Small Packaged Unit | gen2_t8_halogen | Georgia | 59.1401 | B: Food-Service Buildings with Small Packaged Units | 4.8743e-05 | 6.1757e-05 | 0 | 0 | 0 | 0.00014537 | 5.7389e-05 | 4.1323e-05 | 1.7264e-06 | 0.00024186 | 0 | 5.4511e-05 | 0 | 0 | 0 | 0.00014537 | 0.0001119 | 4.1323e-05 | 1.7264e-06 | 0.00024186 | 0.00054218 | 2686.8091
73308 | pkg_0006 | Comprehensive Geothermal Heat Pump Package, Hydronic GHP, Packaged GHP, or Console GHP | TRUE | 0.046324 | Food Service | GA, Douglas County | 52001_64000 | Small Packaged Unit | gen2_t8_halogen | Georgia | 52.0133 | B: Food-Service Buildings with Small Packaged Units | 4.4877e-05 | 5.3971e-05 | 0 | 0 | 0 | 8.003e-05 | 5.7389e-05 | 4.1323e-05 | 1.7286e-06 | 0.00024186 | 0 | 5.4511e-05 | 0 | 0 | 0 | 8.003e-05 | 0.0001119 | 4.1323e-05 | 1.7286e-06 | 0.00024186 | 0.00047685 | 2686.8091
73308 | pkg_0007 | Package 6, Demand Flexibility, Lighting + Thermostat Control, Load Shed for Daily Bldg Peak Reduction | FALSE | 0.046324 | Food Service | GA, Douglas County | 52001_64000 | Small Packaged Unit | gen2_t8_halogen | Georgia | 61.4388 | B: Food-Service Buildings with Small Packaged Units | 4.9864e-05 | 6.2999e-05 | 0 | 0 | 0 | 0.00014219 | 5.7389e-05 | 4.1323e-05 | 1.7299e-06 | 0.00024186 | 2.4255e-05 | 5.4511e-05 | 0 | 0 | 0 | 0.00016644 | 0.0001119 | 4.1323e-05 | 1.7299e-06 | 0.00024186 | 0.00056326 | 2686.8091
55331 | baseline | Baseline | TRUE | 2.9731 | Healthcare | GA, Bibb County | 1001_3000 | Multizone CAV/VAV | gen2_t8_halogen | Georgia | 29.1986 | F: Buildings with Electric Resistance Multizone Systems | 5.899e-05 | 6.9337e-05 | 0 | 0 | 0 | 0.00031273 | 0.00013115 | 9.9529e-05 | 0 | 2.4911e-05 | 0 | 2.4065e-05 | 0 | 0 | 0 | 0.00031273 | 0.00015521 | 9.9529e-05 | 0 | 2.4911e-05 | 0.00059241 | 5946.1444
55336 | baseline | Baseline | TRUE | 2.9148 | Healthcare | GA, Bibb County | 3001_8000 | Multizone CAV/VAV | gen2_t8_halogen | Georgia | 22.1813 | F: Buildings with Electric Resistance Multizone Systems | 0.00012087 | 0.00014164 | 0 | 0 | 0 | 0.00063053 | 0.00029804 | 0.00017858 | 0 | 4.9811e-05 | 0 | 5.6386e-05 | 0 | 0 | 0 | 0.00063053 | 0.00035442 | 0.00017858 | 0 | 4.9811e-05 | 0.0012133 | 16031.2716
84868 | baseline | Baseline | TRUE | 3.2114 | Healthcare | GA, Bibb County | 12001_30000 | Multizone CAV/VAV | gen2_t8_halogen | Georgia | 31.594 | F: Buildings with Electric Resistance Multizone Systems | 0.0007607 | 0.00085187 | 0 | 0 | 0 | 0.0044555 | 0.0015152 | 0.00087234 | 0 | 0.00015 | 0 | 0.00027724 | 0 | 0 | 0 | 0.0044555 | 0.0017924 | 0.00087234 | 0 | 0.00015 | 0.0072703 | 67440.2615
84869 | baseline | Baseline | TRUE | 1.9554 | Healthcare | GA, Bibb County | 8001_12000 | Multizone CAV/VAV | gen2_t8_halogen | Georgia | 23.8858 | F: Buildings with Electric Resistance Multizone Systems | 0.00016281 | 0.00018591 | 0 | 0 | 0 | 0.0007707 | 0.00046075 | 0.00020829 | 0 | 7.745e-05 | 0 | 7.6449e-05 | 0 | 0 | 0 | 0.0007707 | 0.0005372 | 0.00020829 | 0 | 7.745e-05 | 0.0015937 | 19553.5491
85516 | baseline | Baseline | TRUE | 0.55867 | Healthcare | GA, Bibb County | 30001_40000 | Multizone CAV/VAV | gen4_led | Georgia | 20.9353 | F: Buildings with Electric Resistance Multizone Systems | 0.00013547 | 0.00016233 | 0 | 0 | 0 | 0.00069096 | 0.00042825 | 0.00016004 | 0 | 3.8872e-05 | 0 | 7.8665e-05 | 0 | 0 | 0 | 0.00069096 | 0.00050692 | 0.00016004 | 0 | 3.8872e-05 | 0.0013968 | 19553.5491
118031 | baseline | Baseline | TRUE | 1.6423 | Healthcare | GA, Bibb County | 200001_400000 | Multizone CAV/VAV | gen2_t8_halogen | Georgia | 32.8306 | D: Buildings with Hydronically Heated Multizone Systems | 0.0050996 | 0.0058925 | 0 | 0 | 0 | 0.022086 | 0.01188 | 0.0067368 | 0.00022383 | 0.0011857 | 0.010383 | 0.00081126 | 0.0018883 | 0 | 0 | 0.032468 | 0.012691 | 0.0067368 | 0.00022383 | 0.0030741 | 0.055194 | 492703.8098
118034 | baseline | Baseline | TRUE | 3.1561 | Healthcare | GA, Bibb County | 150001_200000 | Multizone CAV/VAV | gen2_t8_halogen | Georgia | 47.1624 | D: Buildings with Hydronically Heated Multizone Systems | 0.0076435 | 0.0085427 | 0 | 0 | 0 | 0.025799 | 0.014279 | 0.0078524 | 0.0004482 | 0.0013641 | 0.031298 | 0.0058735 | 0.0019673 | 0 | 0 | 0.057096 | 0.020152 | 0.0078524 | 0.0004482 | 0.0033314 | 0.088881 | 552310.6467
85523 | baseline | Baseline | TRUE | 0.58939 | Healthcare | GA, Butts County | 40001_52000 | Multizone CAV/VAV | gen4_led | Georgia | 18.6994 | F: Buildings with Electric Resistance Multizone Systems | 0.00015944 | 0.00020061 | 0 | 0 | 0 | 0.00072835 | 0.00064937 | 0.00017808 | 0 | 6.8344e-05 | 0 | 0.00010573 | 0 | 0 | 0 | 0.00072835 | 0.0007551 | 0.00017808 | 0 | 6.8344e-05 | 0.0017299 | 27112.0252
108929 | baseline | Baseline | TRUE | 8.0877 | Healthcare | GA, Butts County | _1000 | Small Packaged Unit | gen2_t8_halogen | Georgia | 41.8861 | A: Non Food-Service Buildings with Small Packaged Units | 0.00011649 | 0.00013593 | 0 | 0 | 0 | 0.00073092 | 0.00019172 | 0.00015423 | 0 | 4.4308e-05 | 0 | 3.4726e-05 | 0 | 0 | 0 | 0.00073092 | 0.00022645 | 0.00015423 | 0 | 4.4308e-05 | 0.0011559 | 8087.7382
140948 | baseline | Baseline | TRUE | 1.7872 | Healthcare | GA, Butts County | 52001_64000 | Multizone CAV/VAV | gen2_t8_halogen | Georgia | 26.7009 | F: Buildings with Electric Resistance Multizone Systems | 0.00091594 | 0.0011051 | 0 | 0 | 0 | 0.0056521 | 0.0020772 | 0.0011411 | 0 | 0.00018608 | 0 | 0.00038774 | 0 | 0 | 0 | 0.0056521 | 0.0024649 | 0.0011411 | 0 | 0.00018608 | 0.0094442 | 103660.1967
140950 | baseline | Baseline | TRUE | 1.26 | Healthcare | GA, Cobb County | 70001_80000 | Multizone CAV/VAV | gen5_led | Georgia | 21.2557 | F: Buildings with Electric Resistance Multizone Systems | 0.00067997 | 0.00078547 | 0 | 0 | 0 | 0.0034041 | 0.0021352 | 0.00071702 | 0 | 0 | 0 | 0.00039013 | 0.00020745 | 0 | 0 | 0.0034041 | 0.0025253 | 0.00071702 | 0 | 0.00020745 | 0.0068539 | 94500.1276
140953 | baseline | Baseline | TRUE | 1.1331 | Healthcare | GA, Cobb County | 80001_100000 | Multizone CAV/VAV | gen2_t8_halogen | Georgia | 21.6866 | F: Buildings with Electric Resistance Multizone Systems | 0.00073798 | 0.0008791 | 0 | 0 | 0 | 0.0038509 | 0.0020711 | 0.0010718 | 0 | 0.00016701 | 0 | 0.00038565 | 0 | 0 | 0 | 0.0038509 | 0.0024567 | 0.0010718 | 0 | 0.00016701 | 0.0075464 | 101981.899
118039 | baseline | Baseline | TRUE | 0.45307 | Healthcare | GA, Coweta County | 600001_1mil | Multizone CAV/VAV | gen2_t8_halogen | Georgia | 36.7929 | D: Buildings with Hydronically Heated Multizone Systems | 0.0039031 | 0.0044122 | 0 | 0 | 0 | 0.012387 | 0.0078317 | 0.005162 | 6.2129e-05 | 0.0007622 | 0.017694 | 0.00027817 | 0.0013259 | 0 | 0 | 0.030081 | 0.0081099 | 0.005162 | 6.2129e-05 | 0.0020881 | 0.045503 | 362452.676
142150 | baseline | Baseline | TRUE | 1.1045 | Healthcare | GA, Coweta County | 100001_150000 | Small Packaged Unit | gen2_t8_halogen | Georgia | 28.0537 | A: Non Food-Service Buildings with Small Packaged Units | 0.0012025 | 0.0014617 | 0 | 0 | 0 | 0.0068589 | 0.0027729 | 0.0014219 | 0 | 0 | 0.0013697 | 0.00051733 | 0.0002756 | 0 | 0 | 0.0082286 | 0.0032902 | 0.0014219 | 0 | 0.0002756 | 0.013216 | 138068.3682
55331 | env_0001 | Wall Insulation | TRUE | 2.9731 | Healthcare | GA, Bibb County | 1001_3000 | Multizone CAV/VAV | gen2_t8_halogen | Georgia | 27.7917 | F: Buildings with Electric Resistance Multizone Systems | 5.5804e-05 | 6.5934e-05 | 0 | 0 | 0 | 0.00028419 | 0.00013115 | 9.9529e-05 | 0 | 2.4911e-05 | 0 | 2.4065e-05 | 0 | 0 | 0 | 0.00028419 | 0.00015521 | 9.9529e-05 | 0 | 2.4911e-05 | 0.00056387 | 5946.1444
55336 | env_0001 | Wall Insulation | TRUE | 2.9148 | Healthcare | GA, Bibb County | 3001_8000 | Multizone CAV/VAV | gen2_t8_halogen | Georgia | 19.7323 | F: Buildings with Electric Resistance Multizone Systems | 0.00010541 | 0.00012568 | 0 | 0 | 0 | 0.00049659 | 0.00029804 | 0.00017858 | 0 | 4.9811e-05 | 0 | 5.6386e-05 | 0 | 0 | 0 | 0.00049659 | 0.00035442 | 0.00017858 | 0 | 4.9811e-05 | 0.0010794 | 16031.2716
84868 | env_0001 | Wall Insulation | TRUE | 3.2114 | Healthcare | GA, Bibb County | 12001_30000 | Multizone CAV/VAV | gen2_t8_halogen | Georgia | 31.0534 | F: Buildings with Electric Resistance Multizone Systems | 0.00074608 | 0.00083705 | 0 | 0 | 0 | 0.0043311 | 0.0015152 | 0.00087234 | 0 | 0.00015 | 0 | 0.00027724 | 0 | 0 | 0 | 0.0043311 | 0.0017924 | 0.00087234 | 0 | 0.00015 | 0.0071459 | 67440.2615
84869 | env_0001 | Wall Insulation | TRUE | 1.9554 | Healthcare | GA, Bibb County | 8001_12000 | Multizone CAV/VAV | gen2_t8_halogen | Georgia | 23.7317 | F: Buildings with Electric Resistance Multizone Systems | 0.00016157 | 0.00018468 | 0 | 0 | 0 | 0.00076042 | 0.00046075 | 0.00020829 | 0 | 7.745e-05 | 0 | 7.6449e-05 | 0 | 0 | 0 | 0.00076042 | 0.0005372 | 0.00020829 | 0 | 7.745e-05 | 0.0015834 | 19553.5491
85516 | env_0001 | Wall Insulation | TRUE | 0.55867 | Healthcare | GA, Bibb County | 30001_40000 | Multizone CAV/VAV | gen4_led | Georgia | 20.2677 | F: Buildings with Electric Resistance Multizone Systems | 0.00013034 | 0.00015703 | 0 | 0 | 0 | 0.00064642 | 0.00042825 | 0.00016004 | 0 | 3.8872e-05 | 0 | 7.8665e-05 | 0 | 0 | 0 | 0.00064642 | 0.00050692 | 0.00016004 | 0 | 3.8872e-05 | 0.0013522 | 19553.5491
118031 | env_0001 | Wall Insulation | TRUE | 1.6423 | Healthcare | GA, Bibb County | 200001_400000 | Multizone CAV/VAV | gen2_t8_halogen | Georgia | 32.4822 | D: Buildings with Hydronically Heated Multizone Systems | 0.0050592 | 0.0058462 | 0 | 0 | 0 | 0.021948 | 0.01188 | 0.0067368 | 0.00022381 | 0.0011875 | 0.0099329 | 0.00081126 | 0.0018883 | 0 | 0 | 0.031881 | 0.012691 | 0.0067368 | 0.00022381 | 0.0030759 | 0.054608 | 492703.8098
118034 | env_0001 | Wall Insulation | TRUE | 3.1561 | Healthcare | GA, Bibb County | 150001_200000 | Multizone CAV/VAV | gen2_t8_halogen | Georgia | 47.1526 | D: Buildings with Hydronically Heated Multizone Systems | 0.007642 | 0.0085395 | 0 | 0 | 0 | 0.025761 | 0.014279 | 0.0078524 | 0.0004482 | 0.0013643 | 0.031316 | 0.0058735 | 0.0019673 | 0 | 0 | 0.057078 | 0.020152 | 0.0078524 | 0.0004482 | 0.0033315 | 0.088862 | 552310.6467
55331 | env_0002 | Roof Insulation | TRUE | 2.9731 | Healthcare | GA, Bibb County | 1001_3000 | Multizone CAV/VAV | gen2_t8_halogen | Georgia | 28.3986 | F: Buildings with Electric Resistance Multizone Systems | 5.7243e-05 | 6.7404e-05 | 0 | 0 | 0 | 0.00029653 | 0.00013115 | 9.9529e-05 | 0 | 2.4911e-05 | 0 | 2.4065e-05 | 0 | 0 | 0 | 0.00029653 | 0.00015521 | 9.9529e-05 | 0 | 2.4911e-05 | 0.00057618 | 5946.1444
55336 | env_0002 | Roof Insulation | TRUE | 2.9148 | Healthcare | GA, Bibb County | 3001_8000 | Multizone CAV/VAV | gen2_t8_halogen | Georgia | 21.4596 | F: Buildings with Electric Resistance Multizone Systems | 0.00011637 | 0.00013693 | 0 | 0 | 0 | 0.00059105 | 0.00029804 | 0.00017858 | 0 | 4.9811e-05 | 0 | 5.6386e-05 | 0 | 0 | 0 | 0.00059105 | 0.00035442 | 0.00017858 | 0 | 4.9811e-05 | 0.0011739 | 16031.2716
84868 | env_0002 | Roof Insulation | TRUE | 3.2114 | Healthcare | GA, Bibb County | 12001_30000 | Multizone CAV/VAV | gen2_t8_halogen | Georgia | 30.652 | F: Buildings with Electric Resistance Multizone Systems | 0.00073563 | 0.00082604 | 0 | 0 | 0 | 0.0042388 | 0.0015152 | 0.00087234 | 0 | 0.00015 | 0 | 0.00027724 | 0 | 0 | 0 | 0.0042388 | 0.0017924 | 0.00087234 | 0 | 0.00015 | 0.0070535 | 67440.2615
84869 | env_0002 | Roof Insulation | TRUE | 1.9554 | Healthcare | GA, Bibb County | 8001_12000 | Multizone CAV/VAV | gen2_t8_halogen | Georgia | 23.7314 | F: Buildings with Electric Resistance Multizone Systems | 0.00016152 | 0.00018468 | 0 | 0 | 0 | 0.0007604 | 0.00046075 | 0.00020829 | 0 | 7.745e-05 | 0 | 7.6449e-05 | 0 | 0 | 0 | 0.0007604 | 0.0005372 | 0.00020829 | 0 | 7.745e-05 | 0.0015833 | 19553.5491
85516 | env_0002 | Roof Insulation | TRUE | 0.55867 | Healthcare | GA, Bibb County | 30001_40000 | Multizone CAV/VAV | gen4_led | Georgia | 19.6732 | F: Buildings with Electric Resistance Multizone Systems | 0.00012627 | 0.0001523 | 0 | 0 | 0 | 0.00060676 | 0.00042825 | 0.00016004 | 0 | 3.8872e-05 | 0 | 7.8665e-05 | 0 | 0 | 0 | 0.00060676 | 0.00050692 | 0.00016004 | 0 | 3.8872e-05 | 0.0013126 | 19553.5491
118031 | env_0002 | Roof Insulation | TRUE | 1.6423 | Healthcare | GA, Bibb County | 200001_400000 | Multizone CAV/VAV | gen2_t8_halogen | Georgia | 31.6038 | D: Buildings with Hydronically Heated Multizone Systems | 0.0049625 | 0.0057294 | 0 | 0 | 0 | 0.021601 | 0.01188 | 0.0067368 | 0.00022308 | 0.0011882 | 0.0088028 | 0.00081126 | 0.0018883 | 0 | 0 | 0.030404 | 0.012691 | 0.0067368 | 0.00022308 | 0.0030765 | 0.053131 | 492703.8098
118034 | env_0002 | Roof Insulation | TRUE | 3.1561 | Healthcare | GA, Bibb County | 150001_200000 | Multizone CAV/VAV | gen2_t8_halogen | Georgia | 46.9544 | D: Buildings with Hydronically Heated Multizone Systems | 0.0076216 | 0.008492 | 0 | 0 | 0 | 0.025331 | 0.014279 | 0.0078524 | 0.00044703 | 0.0013651 | 0.031373 | 0.0058735 | 0.0019673 | 0 | 0 | 0.056704 | 0.020152 | 0.0078524 | 0.00044703 | 0.0033324 | 0.088488 | 552310.6467
55331 | env_0003 | Secondary Windows | TRUE | 2.9731 | Healthcare | GA, Bibb County | 1001_3000 | Multizone CAV/VAV | gen2_t8_halogen | Georgia | 29.0778 | F: Buildings with Electric Resistance Multizone Systems | 5.8809e-05 | 6.9046e-05 | 0 | 0 | 0 | 0.00031031 | 0.00013115 | 9.9529e-05 | 0 | 2.4911e-05 | 0 | 2.4065e-05 | 0 | 0 | 0 | 0.00031031 | 0.00015521 | 9.9529e-05 | 0 | 2.4911e-05 | 0.00058996 | 5946.1444
55336 | env_0003 | Secondary Windows | TRUE | 2.9148 | Healthcare | GA, Bibb County | 3001_8000 | Multizone CAV/VAV | gen2_t8_halogen | Georgia | 22.1348 | F: Buildings with Electric Resistance Multizone Systems | 0.00012058 | 0.00014134 | 0 | 0 | 0 | 0.00062801 | 0.00029804 | 0.00017858 | 0 | 4.9811e-05 | 0 | 5.6386e-05 | 0 | 0 | 0 | 0.00062801 | 0.00035442 | 0.00017858 | 0 | 4.9811e-05 | 0.0012108 | 16031.2716
84868 | env_0003 | Secondary Windows | TRUE | 3.2114 | Healthcare | GA, Bibb County | 12001_30000 | Multizone CAV/VAV | gen2_t8_halogen | Georgia | 31.5835 | F: Buildings with Electric Resistance Multizone Systems | 0.00076043 | 0.00085158 | 0 | 0 | 0 | 0.0044531 | 0.0015152 | 0.00087234 | 0 | 0.00015 | 0 | 0.00027724 | 0 | 0 | 0 | 0.0044531 | 0.0017924 | 0.00087234 | 0 | 0.00015 | 0.0072679 | 67440.2615
84869 | env_0003 | Secondary Windows | TRUE | 1.9554 | Healthcare | GA, Bibb County | 8001_12000 | Multizone CAV/VAV | gen2_t8_halogen | Georgia | 23.8875 | F: Buildings with Electric Resistance Multizone Systems | 0.00016283 | 0.00018592 | 0 | 0 | 0 | 0.00077081 | 0.00046075 | 0.00020829 | 0 | 7.745e-05 | 0 | 7.6449e-05 | 0 | 0 | 0 | 0.00077081 | 0.0005372 | 0.00020829 | 0 | 7.745e-05 | 0.0015938 | 19553.5491
85516 | env_0003 | Secondary Windows | TRUE | 0.55867 | Healthcare | GA, Bibb County | 30001_40000 | Multizone CAV/VAV | gen4_led | Georgia | 20.9056 | F: Buildings with Electric Resistance Multizone Systems | 0.00013533 | 0.0001621 | 0 | 0 | 0 | 0.00068898 | 0.00042825 | 0.00016004 | 0 | 3.8872e-05 | 0 | 7.8665e-05 | 0 | 0 | 0 | 0.00068898 | 0.00050692 | 0.00016004 | 0 | 3.8872e-05 | 0.0013948 | 19553.5491
118031 | env_0003 | Secondary Windows | TRUE | 1.6423 | Healthcare | GA, Bibb County | 200001_400000 | Multizone CAV/VAV | gen2_t8_halogen | Georgia | 32.8252 | D: Buildings with Hydronically Heated Multizone Systems | 0.0050989 | 0.0058908 | 0 | 0 | 0 | 0.022066 | 0.01188 | 0.0067368 | 0.00022383 | 0.0011856 | 0.010393 | 0.00081126 | 0.0018883 | 0 | 0 | 0.032459 | 0.012691 | 0.0067368 | 0.00022383 | 0.003074 | 0.055185 | 492703.8098
118034 | env_0003 | Secondary Windows | TRUE | 3.1561 | Healthcare | GA, Bibb County | 150001_200000 | Multizone CAV/VAV | gen2_t8_halogen | Georgia | 47.1313 | D: Buildings with Hydronically Heated Multizone Systems | 0.0076397 | 0.0085204 | 0 | 0 | 0 | 0.025446 | 0.014279 | 0.0078524 | 0.0004482 | 0.0013657 | 0.03159 | 0.0058735 | 0.0019672 | 0 | 0 | 0.057036 | 0.020152 | 0.0078524 | 0.0004482 | 0.003333 | 0.088822 | 552310.6467
55331 | env_0004 | Window Film | TRUE | 2.9731 | Healthcare | GA, Bibb County | 1001_3000 | Multizone CAV/VAV | gen2_t8_halogen | Georgia | 29.2236 | F: Buildings with Electric Resistance Multizone Systems | 5.9352e-05 | 6.9397e-05 | 0 | 0 | 0 | 0.00031324 | 0.00013115 | 9.9529e-05 | 0 | 2.4911e-05 | 0 | 2.4065e-05 | 0 | 0 | 0 | 0.00031324 | 0.00015521 | 9.9529e-05 | 0 | 2.4911e-05 | 0.00059292 | 5946.1444
55336 | env_0004 | Window Film | TRUE | 2.9148 | Healthcare | GA, Bibb County | 3001_8000 | Multizone CAV/VAV | gen2_t8_halogen | Georgia | 22.1813 | F: Buildings with Electric Resistance Multizone Systems | 0.00012093 | 0.00014164 | 0 | 0 | 0 | 0.00063055 | 0.00029804 | 0.00017858 | 0 | 4.9811e-05 | 0 | 5.6386e-05 | 0 | 0 | 0 | 0.00063055 | 0.00035442 | 0.00017858 | 0 | 4.9811e-05 | 0.0012133 | 16031.2716
84868 | env_0004 | Window Film | TRUE | 3.2114 | Healthcare | GA, Bibb County | 12001_30000 | Multizone CAV/VAV | gen2_t8_halogen | Georgia | 31.6026 | F: Buildings with Electric Resistance Multizone Systems | 0.00076122 | 0.00085211 | 0 | 0 | 0 | 0.0044575 | 0.0015152 | 0.00087234 | 0 | 0.00015 | 0 | 0.00027724 | 0 | 0 | 0 | 0.0044575 | 0.0017924 | 0.00087234 | 0 | 0.00015 | 0.0072723 | 67440.2615
84869 | env_0004 | Window Film | TRUE | 1.9554 | Healthcare | GA, Bibb County | 8001_12000 | Multizone CAV/VAV | gen2_t8_halogen | Georgia | 23.8944 | F: Buildings with Electric Resistance Multizone Systems | 0.00016291 | 0.00018598 | 0 | 0 | 0 | 0.00077126 | 0.00046075 | 0.00020829 | 0 | 7.745e-05 | 0 | 7.6449e-05 | 0 | 0 | 0 | 0.00077126 | 0.0005372 | 0.00020829 | 0 | 7.745e-05 | 0.0015942 | 19553.5491
85516 | env_0004 | Window Film | TRUE | 0.55867 | Healthcare | GA, Bibb County | 30001_40000 | Multizone CAV/VAV | gen4_led | Georgia | 20.9446 | F: Buildings with Electric Resistance Multizone Systems | 0.00013582 | 0.00016241 | 0 | 0 | 0 | 0.00069159 | 0.00042825 | 0.00016004 | 0 | 3.8872e-05 | 0 | 7.8665e-05 | 0 | 0 | 0 | 0.00069159 | 0.00050692 | 0.00016004 | 0 | 3.8872e-05 | 0.0013974 | 19553.5491
118031 | env_0004 | Window Film | TRUE | 1.6423 | Healthcare | GA, Bibb County | 200001_400000 | Multizone CAV/VAV | gen2_t8_halogen | Georgia | 32.8767 | D: Buildings with Hydronically Heated Multizone Systems | 0.0051045 | 0.0058955 | 0 | 0 | 0 | 0.022045 | 0.01188 | 0.0067368 | 0.00022383 | 0.0011855 | 0.010501 | 0.00081126 | 0.0018883 | 0 | 0 | 0.032546 | 0.012691 | 0.0067368 | 0.00022383 | 0.0030739 | 0.055271 | 492703.8098
118034 | env_0004 | Window Film | TRUE | 3.1561 | Healthcare | GA, Bibb County | 150001_200000 | Multizone CAV/VAV | gen2_t8_halogen | Georgia | 47.7548 | D: Buildings with Hydronically Heated Multizone Systems | 0.0077173 | 0.0085946 | 0 | 0 | 0 | 0.025364 | 0.014279 | 0.0078524 | 0.00044817 | 0.0013657 | 0.032847 | 0.0058735 | 0.0019672 | 0 | 0 | 0.058211 | 0.020152 | 0.0078524 | 0.00044817 | 0.003333 | 0.089997 | 552310.6467
55331 | env_0005 | New Windows | TRUE | 2.9731 | Healthcare | GA, Bibb County | 1001_3000 | Multizone CAV/VAV | gen2_t8_halogen | Georgia | 28.925 | F: Buildings with Electric Resistance Multizone Systems | 5.8642e-05 | 6.8675e-05 | 0 | 0 | 0 | 0.00030721 | 0.00013115 | 9.9529e-05 | 0 | 2.4911e-05 | 0 | 2.4065e-05 | 0 | 0 | 0 | 0.00030721 | 0.00015521 | 9.9529e-05 | 0 | 2.4911e-05 | 0.00058686 | 5946.1444
55336 | env_0005 | New Windows | TRUE | 2.9148 | Healthcare | GA, Bibb County | 3001_8000 | Multizone CAV/VAV | gen2_t8_halogen | Georgia | 22.1152 | F: Buildings with Electric Resistance Multizone Systems | 0.00012046 | 0.00014121 | 0 | 0 | 0 | 0.00062691 | 0.00029804 | 0.00017858 | 0 | 4.9811e-05 | 0 | 5.6386e-05 | 0 | 0 | 0 | 0.00062691 | 0.00035442 | 0.00017858 | 0 | 4.9811e-05 | 0.0012097 | 16031.2716
84868 | env_0005 | New Windows | TRUE | 3.2114 | Healthcare | GA, Bibb County | 12001_30000 | Multizone CAV/VAV | gen2_t8_halogen | Georgia | 31.5735 | F: Buildings with Electric Resistance Multizone Systems | 0.00076015 | 0.00085131 | 0 | 0 | 0 | 0.0044508 | 0.0015152 | 0.00087234 | 0 | 0.00015 | 0 | 0.00027724 | 0 | 0 | 0 | 0.0044508 | 0.0017924 | 0.00087234 | 0 | 0.00015 | 0.0072656 | 67440.2615
84869 | env_0005 | New Windows | TRUE | 1.9554 | Healthcare | GA, Bibb County | 8001_12000 | Multizone CAV/VAV | gen2_t8_halogen | Georgia | 23.8839 | F: Buildings with Electric Resistance Multizone Systems | 0.00016279 | 0.00018589 | 0 | 0 | 0 | 0.00077057 | 0.00046075 | 0.00020829 | 0 | 7.745e-05 | 0 | 7.6449e-05 | 0 | 0 | 0 | 0.00077057 | 0.0005372 | 0.00020829 | 0 | 7.745e-05 | 0.0015935 | 19553.5491
85516 | env_0005 | New Windows | TRUE | 0.55867 | Healthcare | GA, Bibb County | 30001_40000 | Multizone CAV/VAV | gen4_led | Georgia | 20.862 | F: Buildings with Electric Resistance Multizone Systems | 0.00013516 | 0.00016175 | 0 | 0 | 0 | 0.00068608 | 0.00042825 | 0.00016004 | 0 | 3.8872e-05 | 0 | 7.8665e-05 | 0 | 0 | 0 | 0.00068608 | 0.00050692 | 0.00016004 | 0 | 3.8872e-05 | 0.0013919 | 19553.5491
118031 | env_0005 | New Windows | TRUE | 1.6423 | Healthcare | GA, Bibb County | 200001_400000 | Multizone CAV/VAV | gen2_t8_halogen | Georgia | 32.825 | D: Buildings with Hydronically Heated Multizone Systems | 0.0050988 | 0.0058894 | 0 | 0 | 0 | 0.02204 | 0.01188 | 0.0067368 | 0.00022383 | 0.0011859 | 0.010419 | 0.00081126 | 0.0018883 | 0 | 0 | 0.032459 | 0.012691 | 0.0067368 | 0.00022383 | 0.0030743 | 0.055185 | 492703.8098
118034 | env_0005 | New Windows | TRUE | 3.1561 | Healthcare | GA, Bibb County | 150001_200000 | Multizone CAV/VAV | gen2_t8_halogen | Georgia | 47.5073 | D: Buildings with Hydronically Heated Multizone Systems | 0.0076863 | 0.0085574 | 0 | 0 | 0 | 0.025249 | 0.014279 | 0.0078524 | 0.0004482 | 0.0013658 | 0.032496 | 0.0058735 | 0.0019672 | 0 | 0 | 0.057745 | 0.020152 | 0.0078524 | 0.0004482 | 0.003333 | 0.089531 | 552310.6467
55331 | hvac_0001 | HP Boiler, Electric Backup | FALSE | 2.9731 | Healthcare | GA, Bibb County | 1001_3000 | Multizone CAV/VAV | gen2_t8_halogen | Georgia | 29.1986 | F: Buildings with Electric Resistance Multizone Systems | 5.899e-05 | 6.9337e-05 | 0 | 0 | 0 | 0.00031273 | 0.00013115 | 9.9529e-05 | 0 | 2.4911e-05 | 0 | 2.4065e-05 | 0 | 0 | 0 | 0.00031273 | 0.00015521 | 9.9529e-05 | 0 | 2.4911e-05 | 0.00059241 | 5946.1444
55336 | hvac_0001 | HP Boiler, Electric Backup | FALSE | 2.9148 | Healthcare | GA, Bibb County | 3001_8000 | Multizone CAV/VAV | gen2_t8_halogen | Georgia | 22.1813 | F: Buildings with Electric Resistance Multizone Systems | 0.00012087 | 0.00014164 | 0 | 0 | 0 | 0.00063053 | 0.00029804 | 0.00017858 | 0 | 4.9811e-05 | 0 | 5.6386e-05 | 0 | 0 | 0 | 0.00063053 | 0.00035442 | 0.00017858 | 0 | 4.9811e-05 | 0.0012133 | 16031.2716
84868 | hvac_0001 | HP Boiler, Electric Backup | FALSE | 3.2114 | Healthcare | GA, Bibb County | 12001_30000 | Multizone CAV/VAV | gen2_t8_halogen | Georgia | 31.594 | F: Buildings with Electric Resistance Multizone Systems | 0.0007607 | 0.00085187 | 0 | 0 | 0 | 0.0044555 | 0.0015152 | 0.00087234 | 0 | 0.00015 | 0 | 0.00027724 | 0 | 0 | 0 | 0.0044555 | 0.0017924 | 0.00087234 | 0 | 0.00015 | 0.0072703 | 67440.2615
84869 | hvac_0001 | HP Boiler, Electric Backup | FALSE | 1.9554 | Healthcare | GA, Bibb County | 8001_12000 | Multizone CAV/VAV | gen2_t8_halogen | Georgia | 23.8858 | F: Buildings with Electric Resistance Multizone Systems | 0.00016281 | 0.00018591 | 0 | 0 | 0 | 0.0007707 | 0.00046075 | 0.00020829 | 0 | 7.745e-05 | 0 | 7.6449e-05 | 0 | 0 | 0 | 0.0007707 | 0.0005372 | 0.00020829 | 0 | 7.745e-05 | 0.0015937 | 19553.5491
85516 | hvac_0001 | HP Boiler, Electric Backup | FALSE | 0.55867 | Healthcare | GA, Bibb County | 30001_40000 | Multizone CAV/VAV | gen4_led | Georgia | 20.9353 | F: Buildings with Electric Resistance Multizone Systems | 0.00013547 | 0.00016233 | 0 | 0 | 0 | 0.00069096 | 0.00042825 | 0.00016004 | 0 | 3.8872e-05 | 0 | 7.8665e-05 | 0 | 0 | 0 | 0.00069096 | 0.00050692 | 0.00016004 | 0 | 3.8872e-05 | 0.0013968 | 19553.5491
118031 | hvac_0001 | HP Boiler, Electric Backup | TRUE | 1.6423 | Healthcare | GA, Bibb County | 200001_400000 | Multizone CAV/VAV | gen2_t8_halogen | Georgia | 28.4455 | D: Buildings with Hydronically Heated Multizone Systems | 0.0047935 | 0.0055575 | 0 | 0 | 0 | 0.025096 | 0.01188 | 0.0067368 | 0.00022383 | 0.0011855 | 0 | 0.00081126 | 0.0018883 | 0 | 0 | 0.025096 | 0.012691 | 0.0067368 | 0.00022383 | 0.0030739 | 0.047822 | 492703.8098
118034 | hvac_0001 | HP Boiler, Electric Backup | TRUE | 3.1561 | Healthcare | GA, Bibb County | 150001_200000 | Multizone CAV/VAV | gen2_t8_halogen | Georgia | 34.4434 | D: Buildings with Hydronically Heated Multizone Systems | 0.0064245 | 0.0073248 | 0 | 0 | 0 | 0.033127 | 0.014279 | 0.0078524 | 0.0004482 | 0.001364 | 0 | 0.0058735 | 0.0019673 | 0 | 0 | 0.033127 | 0.020152 | 0.0078524 | 0.0004482 | 0.0033313 | 0.064911 | 552310.6467
55331 | hvac_0002 | HP Boiler, Gas Backup | FALSE | 2.9731 | Healthcare | GA, Bibb County | 1001_3000 | Multizone CAV/VAV | gen2_t8_halogen | Georgia | 29.1986 | F: Buildings with Electric Resistance Multizone Systems | 5.899e-05 | 6.9337e-05 | 0 | 0 | 0 | 0.00031273 | 0.00013115 | 9.9529e-05 | 0 | 2.4911e-05 | 0 | 2.4065e-05 | 0 | 0 | 0 | 0.00031273 | 0.00015521 | 9.9529e-05 | 0 | 2.4911e-05 | 0.00059241 | 5946.1444
55336 | hvac_0002 | HP Boiler, Gas Backup | FALSE | 2.9148 | Healthcare | GA, Bibb County | 3001_8000 | Multizone CAV/VAV | gen2_t8_halogen | Georgia | 22.1813 | F: Buildings with Electric Resistance Multizone Systems | 0.00012087 | 0.00014164 | 0 | 0 | 0 | 0.00063053 | 0.00029804 | 0.00017858 | 0 | 4.9811e-05 | 0 | 5.6386e-05 | 0 | 0 | 0 | 0.00063053 | 0.00035442 | 0.00017858 | 0 | 4.9811e-05 | 0.0012133 | 16031.2716
84868 | hvac_0002 | HP Boiler, Gas Backup | FALSE | 3.2114 | Healthcare | GA, Bibb County | 12001_30000 | Multizone CAV/VAV | gen2_t8_halogen | Georgia | 31.594 | F: Buildings with Electric Resistance Multizone Systems | 0.0007607 | 0.00085187 | 0 | 0 | 0 | 0.0044555 | 0.0015152 | 0.00087234 | 0 | 0.00015 | 0 | 0.00027724 | 0 | 0 | 0 | 0.0044555 | 0.0017924 | 0.00087234 | 0 | 0.00015 | 0.0072703 | 67440.2615
84869 | hvac_0002 | HP Boiler, Gas Backup | FALSE | 1.9554 | Healthcare | GA, Bibb County | 8001_12000 | Multizone CAV/VAV | gen2_t8_halogen | Georgia | 23.8858 | F: Buildings with Electric Resistance Multizone Systems | 0.00016281 | 0.00018591 | 0 | 0 | 0 | 0.0007707 | 0.00046075 | 0.00020829 | 0 | 7.745e-05 | 0 | 7.6449e-05 | 0 | 0 | 0 | 0.0007707 | 0.0005372 | 0.00020829 | 0 | 7.745e-05 | 0.0015937 | 19553.5491
85516 | hvac_0002 | HP Boiler, Gas Backup | FALSE | 0.55867 | Healthcare | GA, Bibb County | 30001_40000 | Multizone CAV/VAV | gen4_led | Georgia | 20.9353 | F: Buildings with Electric Resistance Multizone Systems | 0.00013547 | 0.00016233 | 0 | 0 | 0 | 0.00069096 | 0.00042825 | 0.00016004 | 0 | 3.8872e-05 | 0 | 7.8665e-05 | 0 | 0 | 0 | 0.00069096 | 0.00050692 | 0.00016004 | 0 | 3.8872e-05 | 0.0013968 | 19553.5491
118031 | hvac_0002 | HP Boiler, Gas Backup | TRUE | 1.6423 | Healthcare | GA, Bibb County | 200001_400000 | Multizone CAV/VAV | gen2_t8_halogen | Georgia | 28.4462 | D: Buildings with Hydronically Heated Multizone Systems | 0.0047934 | 0.0055573 | 0 | 0 | 0 | 0.025092 | 0.01188 | 0.0067368 | 0.00022383 | 0.0011855 | 5.8219e-06 | 0.00081126 | 0.0018883 | 0 | 0 | 0.025098 | 0.012691 | 0.0067368 | 0.00022383 | 0.0030739 | 0.047823 | 492703.8098
118034 | hvac_0002 | HP Boiler, Gas Backup | TRUE | 3.1561 | Healthcare | GA, Bibb County | 150001_200000 | Multizone CAV/VAV | gen2_t8_halogen | Georgia | 34.4447 | D: Buildings with Hydronically Heated Multizone Systems | 0.0064235 | 0.0073241 | 0 | 0 | 0 | 0.03311 | 0.014279 | 0.0078524 | 0.0004482 | 0.0013642 | 1.8487e-05 | 0.0058735 | 0.0019673 | 0 | 0 | 0.033129 | 0.020152 | 0.0078524 | 0.0004482 | 0.0033315 | 0.064913 | 552310.6467
55331 | hvac_0003 | DOAS HP Minisplits | FALSE | 2.9731 | Healthcare | GA, Bibb County | 1001_3000 | Multizone CAV/VAV | gen2_t8_halogen | Georgia | 29.1986 | F: Buildings with Electric Resistance Multizone Systems | 5.899e-05 | 6.9337e-05 | 0 | 0 | 0 | 0.00031273 | 0.00013115 | 9.9529e-05 | 0 | 2.4911e-05 | 0 | 2.4065e-05 | 0 | 0 | 0 | 0.00031273 | 0.00015521 | 9.9529e-05 | 0 | 2.4911e-05 | 0.00059241 | 5946.1444
55336 | hvac_0003 | DOAS HP Minisplits | FALSE | 2.9148 | Healthcare | GA, Bibb County | 3001_8000 | Multizone CAV/VAV | gen2_t8_halogen | Georgia | 22.1813 | F: Buildings with Electric Resistance Multizone Systems | 0.00012087 | 0.00014164 | 0 | 0 | 0 | 0.00063053 | 0.00029804 | 0.00017858 | 0 | 4.9811e-05 | 0 | 5.6386e-05 | 0 | 0 | 0 | 0.00063053 | 0.00035442 | 0.00017858 | 0 | 4.9811e-05 | 0.0012133 | 16031.2716
84868 | hvac_0003 | DOAS HP Minisplits | FALSE | 3.2114 | Healthcare | GA, Bibb County | 12001_30000 | Multizone CAV/VAV | gen2_t8_halogen | Georgia | 31.594 | F: Buildings with Electric Resistance Multizone Systems | 0.0007607 | 0.00085187 | 0 | 0 | 0 | 0.0044555 | 0.0015152 | 0.00087234 | 0 | 0.00015 | 0 | 0.00027724 | 0 | 0 | 0 | 0.0044555 | 0.0017924 | 0.00087234 | 0 | 0.00015 | 0.0072703 | 67440.2615
84869 | hvac_0003 | DOAS HP Minisplits | FALSE | 1.9554 | Healthcare | GA, Bibb County | 8001_12000 | Multizone CAV/VAV | gen2_t8_halogen | Georgia | 23.8858 | F: Buildings with Electric Resistance Multizone Systems | 0.00016281 | 0.00018591 | 0 | 0 | 0 | 0.0007707 | 0.00046075 | 0.00020829 | 0 | 7.745e-05 | 0 | 7.6449e-05 | 0 | 0 | 0 | 0.0007707 | 0.0005372 | 0.00020829 | 0 | 7.745e-05 | 0.0015937 | 19553.5491
85516 | hvac_0003 | DOAS HP Minisplits | FALSE | 0.55867 | Healthcare | GA, Bibb County | 30001_40000 | Multizone CAV/VAV | gen4_led | Georgia | 20.9353 | F: Buildings with Electric Resistance Multizone Systems | 0.00013547 | 0.00016233 | 0 | 0 | 0 | 0.00069096 | 0.00042825 | 0.00016004 | 0 | 3.8872e-05 | 0 | 7.8665e-05 | 0 | 0 | 0 | 0.00069096 | 0.00050692 | 0.00016004 | 0 | 3.8872e-05 | 0.0013968 | 19553.5491
118031 | hvac_0003 | DOAS HP Minisplits | FALSE | 1.6423 | Healthcare | GA, Bibb County | 200001_400000 | Multizone CAV/VAV | gen2_t8_halogen | Georgia | 32.8306 | D: Buildings with Hydronically Heated Multizone Systems | 0.0050996 | 0.0058925 | 0 | 0 | 0 | 0.022086 | 0.01188 | 0.0067368 | 0.00022383 | 0.0011857 | 0.010383 | 0.00081126 | 0.0018883 | 0 | 0 | 0.032468 | 0.012691 | 0.0067368 | 0.00022383 | 0.0030741 | 0.055194 | 492703.8098
118034 | hvac_0003 | DOAS HP Minisplits | FALSE | 3.1561 | Healthcare | GA, Bibb County | 150001_200000 | Multizone CAV/VAV | gen2_t8_halogen | Georgia | 47.1624 | D: Buildings with Hydronically Heated Multizone Systems | 0.0076435 | 0.0085427 | 0 | 0 | 0 | 0.025799 | 0.014279 | 0.0078524 | 0.0004482 | 0.0013641 | 0.031298 | 0.0058735 | 0.0019673 | 0 | 0 | 0.057096 | 0.020152 | 0.0078524 | 0.0004482 | 0.0033314 | 0.088881 | 552310.6467
55331 | hvac_0004 | Variable Speed HP RTU, Original Heating Fuel Backup | FALSE | 2.9731 | Healthcare | GA, Bibb County | 1001_3000 | Multizone CAV/VAV | gen2_t8_halogen | Georgia | 29.1986 | F: Buildings with Electric Resistance Multizone Systems | 5.899e-05 | 6.9337e-05 | 0 | 0 | 0 | 0.00031273 | 0.00013115 | 9.9529e-05 | 0 | 2.4911e-05 | 0 | 2.4065e-05 | 0 | 0 | 0 | 0.00031273 | 0.00015521 | 9.9529e-05 | 0 | 2.4911e-05 | 0.00059241 | 5946.1444
55336 | hvac_0004 | Variable Speed HP RTU, Original Heating Fuel Backup | FALSE | 2.9148 | Healthcare | GA, Bibb County | 3001_8000 | Multizone CAV/VAV | gen2_t8_halogen | Georgia | 22.1813 | F: Buildings with Electric Resistance Multizone Systems | 0.00012087 | 0.00014164 | 0 | 0 | 0 | 0.00063053 | 0.00029804 | 0.00017858 | 0 | 4.9811e-05 | 0 | 5.6386e-05 | 0 | 0 | 0 | 0.00063053 | 0.00035442 | 0.00017858 | 0 | 4.9811e-05 | 0.0012133 | 16031.2716
84868 | hvac_0004 | Variable Speed HP RTU, Original Heating Fuel Backup | FALSE | 3.2114 | Healthcare | GA, Bibb County | 12001_30000 | Multizone CAV/VAV | gen2_t8_halogen | Georgia | 31.594 | F: Buildings with Electric Resistance Multizone Systems | 0.0007607 | 0.00085187 | 0 | 0 | 0 | 0.0044555 | 0.0015152 | 0.00087234 | 0 | 0.00015 | 0 | 0.00027724 | 0 | 0 | 0 | 0.0044555 | 0.0017924 | 0.00087234 | 0 | 0.00015 | 0.0072703 | 67440.2615
84869 | hvac_0004 | Variable Speed HP RTU, Original Heating Fuel Backup | FALSE | 1.9554 | Healthcare | GA, Bibb County | 8001_12000 | Multizone CAV/VAV | gen2_t8_halogen | Georgia | 23.8858 | F: Buildings with Electric Resistance Multizone Systems | 0.00016281 | 0.00018591 | 0 | 0 | 0 | 0.0007707 | 0.00046075 | 0.00020829 | 0 | 7.745e-05 | 0 | 7.6449e-05 | 0 | 0 | 0 | 0.0007707 | 0.0005372 | 0.00020829 | 0 | 7.745e-05 | 0.0015937 | 19553.5491
85516 | hvac_0004 | Variable Speed HP RTU, Original Heating Fuel Backup | FALSE | 0.55867 | Healthcare | GA, Bibb County | 30001_40000 | Multizone CAV/VAV | gen4_led | Georgia | 20.9353 | F: Buildings with Electric Resistance Multizone Systems | 0.00013547 | 0.00016233 | 0 | 0 | 0 | 0.00069096 | 0.00042825 | 0.00016004 | 0 | 3.8872e-05 | 0 | 7.8665e-05 | 0 | 0 | 0 | 0.00069096 | 0.00050692 | 0.00016004 | 0 | 3.8872e-05 | 0.0013968 | 19553.5491
118031 | hvac_0004 | Variable Speed HP RTU, Original Heating Fuel Backup | FALSE | 1.6423 | Healthcare | GA, Bibb County | 200001_400000 | Multizone CAV/VAV | gen2_t8_halogen | Georgia | 32.8306 | D: Buildings with Hydronically Heated Multizone Systems | 0.0050996 | 0.0058925 | 0 | 0 | 0 | 0.022086 | 0.01188 | 0.0067368 | 0.00022383 | 0.0011857 | 0.010383 | 0.00081126 | 0.0018883 | 0 | 0 | 0.032468 | 0.012691 | 0.0067368 | 0.00022383 | 0.0030741 | 0.055194 | 492703.8098
118034 | hvac_0004 | Variable Speed HP RTU, Original Heating Fuel Backup | FALSE | 3.1561 | Healthcare | GA, Bibb County | 150001_200000 | Multizone CAV/VAV | gen2_t8_halogen | Georgia | 47.1624 | D: Buildings with Hydronically Heated Multizone Systems | 0.0076435 | 0.0085427 | 0 | 0 | 0 | 0.025799 | 0.014279 | 0.0078524 | 0.0004482 | 0.0013641 | 0.031298 | 0.0058735 | 0.0019673 | 0 | 0 | 0.057096 | 0.020152 | 0.0078524 | 0.0004482 | 0.0033314 | 0.088881 | 552310.6467
55331 | hvac_0005 | Variable Speed HP RTU, Electric Backup | FALSE | 2.9731 | Healthcare | GA, Bibb County | 1001_3000 | Multizone CAV/VAV | gen2_t8_halogen | Georgia | 29.1986 | F: Buildings with Electric Resistance Multizone Systems | 5.899e-05 | 6.9337e-05 | 0 | 0 | 0 | 0.00031273 | 0.00013115 | 9.9529e-05 | 0 | 2.4911e-05 | 0 | 2.4065e-05 | 0 | 0 | 0 | 0.00031273 | 0.00015521 | 9.9529e-05 | 0 | 2.4911e-05 | 0.00059241 | 5946.1444
55336 | hvac_0005 | Variable Speed HP RTU, Electric Backup | FALSE | 2.9148 | Healthcare | GA, Bibb County | 3001_8000 | Multizone CAV/VAV | gen2_t8_halogen | Georgia | 22.1813 | F: Buildings with Electric Resistance Multizone Systems | 0.00012087 | 0.00014164 | 0 | 0 | 0 | 0.00063053 | 0.00029804 | 0.00017858 | 0 | 4.9811e-05 | 0 | 5.6386e-05 | 0 | 0 | 0 | 0.00063053 | 0.00035442 | 0.00017858 | 0 | 4.9811e-05 | 0.0012133 | 16031.2716
84868 | hvac_0005 | Variable Speed HP RTU, Electric Backup | FALSE | 3.2114 | Healthcare | GA, Bibb County | 12001_30000 | Multizone CAV/VAV | gen2_t8_halogen | Georgia | 31.594 | F: Buildings with Electric Resistance Multizone Systems | 0.0007607 | 0.00085187 | 0 | 0 | 0 | 0.0044555 | 0.0015152 | 0.00087234 | 0 | 0.00015 | 0 | 0.00027724 | 0 | 0 | 0 | 0.0044555 | 0.0017924 | 0.00087234 | 0 | 0.00015 | 0.0072703 | 67440.2615
84869 | hvac_0005 | Variable Speed HP RTU, Electric Backup | FALSE | 1.9554 | Healthcare | GA, Bibb County | 8001_12000 | Multizone CAV/VAV | gen2_t8_halogen | Georgia | 23.8858 | F: Buildings with Electric Resistance Multizone Systems | 0.00016281 | 0.00018591 | 0 | 0 | 0 | 0.0007707 | 0.00046075 | 0.00020829 | 0 | 7.745e-05 | 0 | 7.6449e-05 | 0 | 0 | 0 | 0.0007707 | 0.0005372 | 0.00020829 | 0 | 7.745e-05 | 0.0015937 | 19553.5491
85516 | hvac_0005 | Variable Speed HP RTU, Electric Backup | FALSE | 0.55867 | Healthcare | GA, Bibb County | 30001_40000 | Multizone CAV/VAV | gen4_led | Georgia | 20.9353 | F: Buildings with Electric Resistance Multizone Systems | 0.00013547 | 0.00016233 | 0 | 0 | 0 | 0.00069096 | 0.00042825 | 0.00016004 | 0 | 3.8872e-05 | 0 | 7.8665e-05 | 0 | 0 | 0 | 0.00069096 | 0.00050692 | 0.00016004 | 0 | 3.8872e-05 | 0.0013968 | 19553.5491
118031 | hvac_0005 | Variable Speed HP RTU, Electric Backup | FALSE | 1.6423 | Healthcare | GA, Bibb County | 200001_400000 | Multizone CAV/VAV | gen2_t8_halogen | Georgia | 32.8306 | D: Buildings with Hydronically Heated Multizone Systems | 0.0050996 | 0.0058925 | 0 | 0 | 0 | 0.022086 | 0.01188 | 0.0067368 | 0.00022383 | 0.0011857 | 0.010383 | 0.00081126 | 0.0018883 | 0 | 0 | 0.032468 | 0.012691 | 0.0067368 | 0.00022383 | 0.0030741 | 0.055194 | 492703.8098
118034 | hvac_0005 | Variable Speed HP RTU, Electric Backup | FALSE | 3.1561 | Healthcare | GA, Bibb County | 150001_200000 | Multizone CAV/VAV | gen2_t8_halogen | Georgia | 47.1624 | D: Buildings with Hydronically Heated Multizone Systems | 0.0076435 | 0.0085427 | 0 | 0 | 0 | 0.025799 | 0.014279 | 0.0078524 | 0.0004482 | 0.0013641 | 0.031298 | 0.0058735 | 0.0019673 | 0 | 0 | 0.057096 | 0.020152 | 0.0078524 | 0.0004482 | 0.0033314 | 0.088881 | 552310.6467
55331 | hvac_0006 | VRF with DOAS | TRUE | 2.9731 | Healthcare | GA, Bibb County | 1001_3000 | Multizone CAV/VAV | gen2_t8_halogen | Georgia | 25.3931 | F: Buildings with Electric Resistance Multizone Systems | 5.1624e-05 | 6.0136e-05 | 0 | 0 | 0 | 0.00023555 | 0.00013115 | 9.9529e-05 | 0 | 2.4911e-05 | 0 | 2.4065e-05 | 0 | 0 | 0 | 0.00023555 | 0.00015521 | 9.9529e-05 | 0 | 2.4911e-05 | 0.0005152 | 5946.1444
55336 | hvac_0006 | VRF with DOAS | FALSE | 2.9148 | Healthcare | GA, Bibb County | 3001_8000 | Multizone CAV/VAV | gen2_t8_halogen | Georgia | 22.1813 | F: Buildings with Electric Resistance Multizone Systems | 0.00012087 | 0.00014164 | 0 | 0 | 0 | 0.00063053 | 0.00029804 | 0.00017858 | 0 | 4.9811e-05 | 0 | 5.6386e-05 | 0 | 0 | 0 | 0.00063053 | 0.00035442 | 0.00017858 | 0 | 4.9811e-05 | 0.0012133 | 16031.2716
84868 | hvac_0006 | VRF with DOAS | FALSE | 3.2114 | Healthcare | GA, Bibb County | 12001_30000 | Multizone CAV/VAV | gen2_t8_halogen | Georgia | 31.594 | F: Buildings with Electric Resistance Multizone Systems | 0.0007607 | 0.00085187 | 0 | 0 | 0 | 0.0044555 | 0.0015152 | 0.00087234 | 0 | 0.00015 | 0 | 0.00027724 | 0 | 0 | 0 | 0.0044555 | 0.0017924 | 0.00087234 | 0 | 0.00015 | 0.0072703 | 67440.2615
84869 | hvac_0006 | VRF with DOAS | FALSE | 1.9554 | Healthcare | GA, Bibb County | 8001_12000 | Multizone CAV/VAV | gen2_t8_halogen | Georgia | 23.8858 | F: Buildings with Electric Resistance Multizone Systems | 0.00016281 | 0.00018591 | 0 | 0 | 0 | 0.0007707 | 0.00046075 | 0.00020829 | 0 | 7.745e-05 | 0 | 7.6449e-05 | 0 | 0 | 0 | 0.0007707 | 0.0005372 | 0.00020829 | 0 | 7.745e-05 | 0.0015937 | 19553.5491
85516 | hvac_0006 | VRF with DOAS | FALSE | 0.55867 | Healthcare | GA, Bibb County | 30001_40000 | Multizone CAV/VAV | gen4_led | Georgia | 20.9353 | F: Buildings with Electric Resistance Multizone Systems | 0.00013547 | 0.00016233 | 0 | 0 | 0 | 0.00069096 | 0.00042825 | 0.00016004 | 0 | 3.8872e-05 | 0 | 7.8665e-05 | 0 | 0 | 0 | 0.00069096 | 0.00050692 | 0.00016004 | 0 | 3.8872e-05 | 0.0013968 | 19553.5491
118031 | hvac_0006 | VRF with DOAS | FALSE | 1.6423 | Healthcare | GA, Bibb County | 200001_400000 | Multizone CAV/VAV | gen2_t8_halogen | Georgia | 32.8306 | D: Buildings with Hydronically Heated Multizone Systems | 0.0050996 | 0.0058925 | 0 | 0 | 0 | 0.022086 | 0.01188 | 0.0067368 | 0.00022383 | 0.0011857 | 0.010383 | 0.00081126 | 0.0018883 | 0 | 0 | 0.032468 | 0.012691 | 0.0067368 | 0.00022383 | 0.0030741 | 0.055194 | 492703.8098
118034 | hvac_0006 | VRF with DOAS | FALSE | 3.1561 | Healthcare | GA, Bibb County | 150001_200000 | Multizone CAV/VAV | gen2_t8_halogen | Georgia | 47.1624 | D: Buildings with Hydronically Heated Multizone Systems | 0.0076435 | 0.0085427 | 0 | 0 | 0 | 0.025799 | 0.014279 | 0.0078524 | 0.0004482 | 0.0013641 | 0.031298 | 0.0058735 | 0.0019673 | 0 | 0 | 0.057096 | 0.020152 | 0.0078524 | 0.0004482 | 0.0033314 | 0.088881 | 552310.6467
55331 | hvac_0007 | Demand Control Ventilation | TRUE | 2.9731 | Healthcare | GA, Bibb County | 1001_3000 | Multizone CAV/VAV | gen2_t8_halogen | Georgia | 28.1736 | F: Buildings with Electric Resistance Multizone Systems | 5.6319e-05 | 6.6861e-05 | 0 | 0 | 0 | 0.00029199 | 0.00013115 | 9.9529e-05 | 0 | 2.4911e-05 | 0 | 2.4065e-05 | 0 | 0 | 0 | 0.00029199 | 0.00015521 | 9.9529e-05 | 0 | 2.4911e-05 | 0.00057162 | 5946.1444
55336 | hvac_0007 | Demand Control Ventilation | TRUE | 2.9148 | Healthcare | GA, Bibb County | 3001_8000 | Multizone CAV/VAV | gen2_t8_halogen | Georgia | 20.8707 | F: Buildings with Electric Resistance Multizone Systems | 0.00011184 | 0.0001331 | 0 | 0 | 0 | 0.00055883 | 0.00029804 | 0.00017858 | 0 | 4.9811e-05 | 0 | 5.6386e-05 | 0 | 0 | 0 | 0.00055883 | 0.00035442 | 0.00017858 | 0 | 4.9811e-05 | 0.0011416 | 16031.2716
84868 | hvac_0007 | Demand Control Ventilation | TRUE | 3.2114 | Healthcare | GA, Bibb County | 12001_30000 | Multizone CAV/VAV | gen2_t8_halogen | Georgia | 30.8548 | F: Buildings with Electric Resistance Multizone Systems | 0.00073896 | 0.0008316 | 0 | 0 | 0 | 0.0042854 | 0.0015152 | 0.00087234 | 0 | 0.00015 | 0 | 0.00027724 | 0 | 0 | 0 | 0.0042854 | 0.0017924 | 0.00087234 | 0 | 0.00015 | 0.0071002 | 67440.2615
84869 | hvac_0007 | Demand Control Ventilation | TRUE | 1.9554 | Healthcare | GA, Bibb County | 8001_12000 | Multizone CAV/VAV | gen2_t8_halogen | Georgia | 23.0322 | F: Buildings with Electric Resistance Multizone Systems | 0.00015801 | 0.00017912 | 0 | 0 | 0 | 0.00071377 | 0.00046075 | 0.00020829 | 0 | 7.745e-05 | 0 | 7.6449e-05 | 0 | 0 | 0 | 0.00071377 | 0.0005372 | 0.00020829 | 0 | 7.745e-05 | 0.0015367 | 19553.5491
85516 | hvac_0007 | Demand Control Ventilation | TRUE | 0.55867 | Healthcare | GA, Bibb County | 30001_40000 | Multizone CAV/VAV | gen4_led | Georgia | 20.5975 | F: Buildings with Electric Resistance Multizone Systems | 0.00013309 | 0.00015965 | 0 | 0 | 0 | 0.00066843 | 0.00042825 | 0.00016004 | 0 | 3.8872e-05 | 0 | 7.8665e-05 | 0 | 0 | 0 | 0.00066843 | 0.00050692 | 0.00016004 | 0 | 3.8872e-05 | 0.0013743 | 19553.5491
118031 | hvac_0007 | Demand Control Ventilation | TRUE | 1.6423 | Healthcare | GA, Bibb County | 200001_400000 | Multizone CAV/VAV | gen2_t8_halogen | Georgia | 32.2223 | D: Buildings with Hydronically Heated Multizone Systems | 0.0050292 | 0.0058172 | 0 | 0 | 0 | 0.021954 | 0.01188 | 0.0067368 | 0.00022384 | 0.0011854 | 0.0094924 | 0.00081126 | 0.0018883 | 0 | 0 | 0.031446 | 0.012691 | 0.0067368 | 0.00022384 | 0.0030737 | 0.054171 | 492703.8098
118034 | hvac_0007 | Demand Control Ventilation | TRUE | 3.1561 | Healthcare | GA, Bibb County | 150001_200000 | Multizone CAV/VAV | gen2_t8_halogen | Georgia | 47.0778 | D: Buildings with Hydronically Heated Multizone Systems | 0.007639 | 0.0085285 | 0 | 0 | 0 | 0.025731 | 0.014279 | 0.0078524 | 0.00044823 | 0.0013641 | 0.031206 | 0.0058735 | 0.0019673 | 0 | 0 | 0.056937 | 0.020152 | 0.0078524 | 0.00044823 | 0.0033313 | 0.088721 | 552310.6467
55331 | hvac_0008 | Energy Recovery for AHUs | TRUE | 2.9731 | Healthcare | GA, Bibb County | 1001_3000 | Multizone CAV/VAV | gen2_t8_halogen | Georgia | 28.2236 | F: Buildings with Electric Resistance Multizone Systems | 5.6466e-05 | 6.6979e-05 | 0 | 0 | 0 | 0.00029295 | 0.00013115 | 9.9529e-05 | 0 | 2.4911e-05 | 0 | 2.4065e-05 | 0 | 0 | 0 | 0.00029295 | 0.00015521 | 9.9529e-05 | 0 | 2.4911e-05 | 0.00057263 | 5946.1444
55336 | hvac_0008 | Energy Recovery for AHUs | TRUE | 2.9148 | Healthcare | GA, Bibb County | 3001_8000 | Multizone CAV/VAV | gen2_t8_halogen | Georgia | 20.952 | F: Buildings with Electric Resistance Multizone Systems | 0.00011235 | 0.00013363 | 0 | 0 | 0 | 0.00056331 | 0.00029804 | 0.00017858 | 0 | 4.9811e-05 | 0 | 5.6386e-05 | 0 | 0 | 0 | 0.00056331 | 0.00035442 | 0.00017858 | 0 | 4.9811e-05 | 0.0011461 | 16031.2716
84868 | hvac_0008 | Energy Recovery for AHUs | TRUE | 3.2114 | Healthcare | GA, Bibb County | 12001_30000 | Multizone CAV/VAV | gen2_t8_halogen | Georgia | 30.7095 | F: Buildings with Electric Resistance Multizone Systems | 0.00073379 | 0.00082762 | 0 | 0 | 0 | 0.004252 | 0.0015152 | 0.00087234 | 0 | 0.00015 | 0 | 0.00027724 | 0 | 0 | 0 | 0.004252 | 0.0017924 | 0.00087234 | 0 | 0.00015 | 0.0070667 | 67440.2615
84869 | hvac_0008 | Energy Recovery for AHUs | TRUE | 1.9554 | Healthcare | GA, Bibb County | 8001_12000 | Multizone CAV/VAV | gen2_t8_halogen | Georgia | 22.86 | F: Buildings with Electric Resistance Multizone Systems | 0.00015652 | 0.00017775 | 0 | 0 | 0 | 0.00070224 | 0.00046075 | 0.00020829 | 0 | 7.745e-05 | 0 | 7.6449e-05 | 0 | 0 | 0 | 0.00070224 | 0.0005372 | 0.00020829 | 0 | 7.745e-05 | 0.0015252 | 19553.5491
85516 | hvac_0008 | Energy Recovery for AHUs | TRUE | 0.55867 | Healthcare | GA, Bibb County | 30001_40000 | Multizone CAV/VAV | gen4_led | Georgia | 20.4479 | F: Buildings with Electric Resistance Multizone Systems | 0.00013209 | 0.00015846 | 0 | 0 | 0 | 0.00065845 | 0.00042825 | 0.00016004 | 0 | 3.8872e-05 | 0 | 7.8665e-05 | 0 | 0 | 0 | 0.00065845 | 0.00050692 | 0.00016004 | 0 | 3.8872e-05 | 0.0013643 | 19553.5491
118031 | hvac_0008 | Energy Recovery for AHUs | TRUE | 1.6423 | Healthcare | GA, Bibb County | 200001_400000 | Multizone CAV/VAV | gen2_t8_halogen | Georgia | 31.183 | D: Buildings with Hydronically Heated Multizone Systems | 0.0049272 | 0.0056984 | 0 | 0 | 0 | 0.021914 | 0.01188 | 0.0067368 | 0.00022384 | 0.0011858 | 0.0077842 | 0.00081126 | 0.0018883 | 0 | 0 | 0.029698 | 0.012691 | 0.0067368 | 0.00022384 | 0.0030742 | 0.052424 | 492703.8098
118034 | hvac_0008 | Energy Recovery for AHUs | TRUE | 3.1561 | Healthcare | GA, Bibb County | 150001_200000 | Multizone CAV/VAV | gen2_t8_halogen | Georgia | 47.0926 | D: Buildings with Hydronically Heated Multizone Systems | 0.0076478 | 0.0085322 | 0 | 0 | 0 | 0.025766 | 0.014279 | 0.0078524 | 0.0004482 | 0.0013643 | 0.031199 | 0.0058735 | 0.0019673 | 0 | 0 | 0.056964 | 0.020152 | 0.0078524 | 0.0004482 | 0.0033316 | 0.088749 | 552310.6467
55331 | hvac_0009 | Air Side Economizers for AHUs | TRUE | 2.9731 | Healthcare | GA, Bibb County | 1001_3000 | Multizone CAV/VAV | gen2_t8_halogen | Georgia | 29.2069 | F: Buildings with Electric Resistance Multizone Systems | 5.9006e-05 | 6.9357e-05 | 0 | 0 | 0 | 0.0003129 | 0.00013115 | 9.9529e-05 | 0 | 2.4911e-05 | 0 | 2.4065e-05 | 0 | 0 | 0 | 0.0003129 | 0.00015521 | 9.9529e-05 | 0 | 2.4911e-05 | 0.00059258 | 5946.1444
55336 | hvac_0009 | Air Side Economizers for AHUs | TRUE | 2.9148 | Healthcare | GA, Bibb County | 3001_8000 | Multizone CAV/VAV | gen2_t8_halogen | Georgia | 22.197 | F: Buildings with Electric Resistance Multizone Systems | 0.00012094 | 0.00014174 | 0 | 0 | 0 | 0.00063138 | 0.00029804 | 0.00017858 | 0 | 4.9811e-05 | 0 | 5.6386e-05 | 0 | 0 | 0 | 0.00063138 | 0.00035442 | 0.00017858 | 0 | 4.9811e-05 | 0.0012142 | 16031.2716
84868 | hvac_0009 | Air Side Economizers for AHUs | TRUE | 3.2114 | Healthcare | GA, Bibb County | 12001_30000 | Multizone CAV/VAV | gen2_t8_halogen | Georgia | 31.5757 | F: Buildings with Electric Resistance Multizone Systems | 0.00076067 | 0.00085137 | 0 | 0 | 0 | 0.0044513 | 0.0015152 | 0.00087234 | 0 | 0.00015 | 0 | 0.00027724 | 0 | 0 | 0 | 0.0044513 | 0.0017924 | 0.00087234 | 0 | 0.00015 | 0.0072661 | 67440.2615
84869 | hvac_0009 | Air Side Economizers for AHUs | TRUE | 1.9554 | Healthcare | GA, Bibb County | 8001_12000 | Multizone CAV/VAV | gen2_t8_halogen | Georgia | 22.8872 | F: Buildings with Electric Resistance Multizone Systems | 0.00015333 | 0.00017797 | 0 | 0 | 0 | 0.00070406 | 0.00046075 | 0.00020829 | 0 | 7.745e-05 | 0 | 7.6449e-05 | 0 | 0 | 0 | 0.00070406 | 0.0005372 | 0.00020829 | 0 | 7.745e-05 | 0.001527 | 19553.5491
85516 | hvac_0009 | Air Side Economizers for AHUs | TRUE | 0.55867 | Healthcare | GA, Bibb County | 30001_40000 | Multizone CAV/VAV | gen4_led | Georgia | 19.876 | F: Buildings with Electric Resistance Multizone Systems | 0.00012574 | 0.00015391 | 0 | 0 | 0 | 0.00062029 | 0.00042825 | 0.00016004 | 0 | 3.8872e-05 | 0 | 7.8665e-05 | 0 | 0 | 0 | 0.00062029 | 0.00050692 | 0.00016004 | 0 | 3.8872e-05 | 0.0013261 | 19553.5491
118031 | hvac_0009 | Air Side Economizers for AHUs | TRUE | 1.6423 | Healthcare | GA, Bibb County | 200001_400000 | Multizone CAV/VAV | gen2_t8_halogen | Georgia | 32.8906 | D: Buildings with Hydronically Heated Multizone Systems | 0.0051042 | 0.0058963 | 0 | 0 | 0 | 0.02203 | 0.01188 | 0.0067368 | 0.00022383 | 0.0011853 | 0.01054 | 0.00081126 | 0.0018883 | 0 | 0 | 0.03257 | 0.012691 | 0.0067368 | 0.00022383 | 0.0030737 | 0.055295 | 492703.8098
118034 | hvac_0009 | Air Side Economizers for AHUs | TRUE | 3.1561 | Healthcare | GA, Bibb County | 150001_200000 | Multizone CAV/VAV | gen2_t8_halogen | Georgia | 47.1617 | D: Buildings with Hydronically Heated Multizone Systems | 0.0076435 | 0.0085425 | 0 | 0 | 0 | 0.025798 | 0.014279 | 0.0078524 | 0.0004482 | 0.001364 | 0.031297 | 0.0058735 | 0.0019673 | 0 | 0 | 0.057095 | 0.020152 | 0.0078524 | 0.0004482 | 0.0033313 | 0.088879 | 552310.6467
55331 | hvac_0010 | VRF with DOAS, 25pct Heat Pump Upsizing Allowance | TRUE | 2.9731 | Healthcare | GA, Bibb County | 1001_3000 | Multizone CAV/VAV | gen2_t8_halogen | Georgia | 25.3694 | F: Buildings with Electric Resistance Multizone Systems | 5.1597e-05 | 6.008e-05 | 0 | 0 | 0 | 0.00023507 | 0.00013115 | 9.9529e-05 | 0 | 2.4911e-05 | 0 | 2.4065e-05 | 0 | 0 | 0 | 0.00023507 | 0.00015521 | 9.9529e-05 | 0 | 2.4911e-05 | 0.00051472 | 5946.1444
55336 | hvac_0010 | VRF with DOAS, 25pct Heat Pump Upsizing Allowance | FALSE | 2.9148 | Healthcare | GA, Bibb County | 3001_8000 | Multizone CAV/VAV | gen2_t8_halogen | Georgia | 22.1813 | F: Buildings with Electric Resistance Multizone Systems | 0.00012087 | 0.00014164 | 0 | 0 | 0 | 0.00063053 | 0.00029804 | 0.00017858 | 0 | 4.9811e-05 | 0 | 5.6386e-05 | 0 | 0 | 0 | 0.00063053 | 0.00035442 | 0.00017858 | 0 | 4.9811e-05 | 0.0012133 | 16031.2716
84868 | hvac_0010 | VRF with DOAS, 25pct Heat Pump Upsizing Allowance | FALSE | 3.2114 | Healthcare | GA, Bibb County | 12001_30000 | Multizone CAV/VAV | gen2_t8_halogen | Georgia | 31.594 | F: Buildings with Electric Resistance Multizone Systems | 0.0007607 | 0.00085187 | 0 | 0 | 0 | 0.0044555 | 0.0015152 | 0.00087234 | 0 | 0.00015 | 0 | 0.00027724 | 0 | 0 | 0 | 0.0044555 | 0.0017924 | 0.00087234 | 0 | 0.00015 | 0.0072703 | 67440.2615
84869 | hvac_0010 | VRF with DOAS, 25pct Heat Pump Upsizing Allowance | FALSE | 1.9554 | Healthcare | GA, Bibb County | 8001_12000 | Multizone CAV/VAV | gen2_t8_halogen | Georgia | 23.8858 | F: Buildings with Electric Resistance Multizone Systems | 0.00016281 | 0.00018591 | 0 | 0 | 0 | 0.0007707 | 0.00046075 | 0.00020829 | 0 | 7.745e-05 | 0 | 7.6449e-05 | 0 | 0 | 0 | 0.0007707 | 0.0005372 | 0.00020829 | 0 | 7.745e-05 | 0.0015937 | 19553.5491
85516 | hvac_0010 | VRF with DOAS, 25pct Heat Pump Upsizing Allowance | FALSE | 0.55867 | Healthcare | GA, Bibb County | 30001_40000 | Multizone CAV/VAV | gen4_led | Georgia | 20.9353 | F: Buildings with Electric Resistance Multizone Systems | 0.00013547 | 0.00016233 | 0 | 0 | 0 | 0.00069096 | 0.00042825 | 0.00016004 | 0 | 3.8872e-05 | 0 | 7.8665e-05 | 0 | 0 | 0 | 0.00069096 | 0.00050692 | 0.00016004 | 0 | 3.8872e-05 | 0.0013968 | 19553.5491
118031 | hvac_0010 | VRF with DOAS, 25pct Heat Pump Upsizing Allowance | FALSE | 1.6423 | Healthcare | GA, Bibb County | 200001_400000 | Multizone CAV/VAV | gen2_t8_halogen | Georgia | 32.8306 | D: Buildings with Hydronically Heated Multizone Systems | 0.0050996 | 0.0058925 | 0 | 0 | 0 | 0.022086 | 0.01188 | 0.0067368 | 0.00022383 | 0.0011857 | 0.010383 | 0.00081126 | 0.0018883 | 0 | 0 | 0.032468 | 0.012691 | 0.0067368 | 0.00022383 | 0.0030741 | 0.055194 | 492703.8098
118034 | hvac_0010 | VRF with DOAS, 25pct Heat Pump Upsizing Allowance | FALSE | 3.1561 | Healthcare | GA, Bibb County | 150001_200000 | Multizone CAV/VAV | gen2_t8_halogen | Georgia | 47.1624 | D: Buildings with Hydronically Heated Multizone Systems | 0.0076435 | 0.0085427 | 0 | 0 | 0 | 0.025799 | 0.014279 | 0.0078524 | 0.0004482 | 0.0013641 | 0.031298 | 0.0058735 | 0.0019673 | 0 | 0 | 0.057096 | 0.020152 | 0.0078524 | 0.0004482 | 0.0033314 | 0.088881 | 552310.6467
55331 | hvac_0012 | Unoccupied AHU Control | FALSE | 2.9731 | Healthcare | GA, Bibb County | 1001_3000 | Multizone CAV/VAV | gen2_t8_halogen | Georgia | 29.1986 | F: Buildings with Electric Resistance Multizone Systems | 5.899e-05 | 6.9337e-05 | 0 | 0 | 0 | 0.00031273 | 0.00013115 | 9.9529e-05 | 0 | 2.4911e-05 | 0 | 2.4065e-05 | 0 | 0 | 0 | 0.00031273 | 0.00015521 | 9.9529e-05 | 0 | 2.4911e-05 | 0.00059241 | 5946.1444
55336 | hvac_0012 | Unoccupied AHU Control | FALSE | 2.9148 | Healthcare | GA, Bibb County | 3001_8000 | Multizone CAV/VAV | gen2_t8_halogen | Georgia | 22.1813 | F: Buildings with Electric Resistance Multizone Systems | 0.00012087 | 0.00014164 | 0 | 0 | 0 | 0.00063053 | 0.00029804 | 0.00017858 | 0 | 4.9811e-05 | 0 | 5.6386e-05 | 0 | 0 | 0 | 0.00063053 | 0.00035442 | 0.00017858 | 0 | 4.9811e-05 | 0.0012133 | 16031.2716
84868 | hvac_0012 | Unoccupied AHU Control | FALSE | 3.2114 | Healthcare | GA, Bibb County | 12001_30000 | Multizone CAV/VAV | gen2_t8_halogen | Georgia | 31.594 | F: Buildings with Electric Resistance Multizone Systems | 0.0007607 | 0.00085187 | 0 | 0 | 0 | 0.0044555 | 0.0015152 | 0.00087234 | 0 | 0.00015 | 0 | 0.00027724 | 0 | 0 | 0 | 0.0044555 | 0.0017924 | 0.00087234 | 0 | 0.00015 | 0.0072703 | 67440.2615
84869 | hvac_0012 | Unoccupied AHU Control | FALSE | 1.9554 | Healthcare | GA, Bibb County | 8001_12000 | Multizone CAV/VAV | gen2_t8_halogen | Georgia | 23.8858 | F: Buildings with Electric Resistance Multizone Systems | 0.00016281 | 0.00018591 | 0 | 0 | 0 | 0.0007707 | 0.00046075 | 0.00020829 | 0 | 7.745e-05 | 0 | 7.6449e-05 | 0 | 0 | 0 | 0.0007707 | 0.0005372 | 0.00020829 | 0 | 7.745e-05 | 0.0015937 | 19553.5491
85516 | hvac_0012 | Unoccupied AHU Control | FALSE | 0.55867 | Healthcare | GA, Bibb County | 30001_40000 | Multizone CAV/VAV | gen4_led | Georgia | 20.9353 | F: Buildings with Electric Resistance Multizone Systems | 0.00013547 | 0.00016233 | 0 | 0 | 0 | 0.00069096 | 0.00042825 | 0.00016004 | 0 | 3.8872e-05 | 0 | 7.8665e-05 | 0 | 0 | 0 | 0.00069096 | 0.00050692 | 0.00016004 | 0 | 3.8872e-05 | 0.0013968 | 19553.5491
118031 | hvac_0012 | Unoccupied AHU Control | FALSE | 1.6423 | Healthcare | GA, Bibb County | 200001_400000 | Multizone CAV/VAV | gen2_t8_halogen | Georgia | 32.8306 | D: Buildings with Hydronically Heated Multizone Systems | 0.0050996 | 0.0058925 | 0 | 0 | 0 | 0.022086 | 0.01188 | 0.0067368 | 0.00022383 | 0.0011857 | 0.010383 | 0.00081126 | 0.0018883 | 0 | 0 | 0.032468 | 0.012691 | 0.0067368 | 0.00022383 | 0.0030741 | 0.055194 | 492703.8098
118034 | hvac_0012 | Unoccupied AHU Control | FALSE | 3.1561 | Healthcare | GA, Bibb County | 150001_200000 | Multizone CAV/VAV | gen2_t8_halogen | Georgia | 47.1624 | D: Buildings with Hydronically Heated Multizone Systems | 0.0076435 | 0.0085427 | 0 | 0 | 0 | 0.025799 | 0.014279 | 0.0078524 | 0.0004482 | 0.0013641 | 0.031298 | 0.0058735 | 0.0019673 | 0 | 0 | 0.057096 | 0.020152 | 0.0078524 | 0.0004482 | 0.0033314 | 0.088881 | 552310.6467
55331 | hvac_0013 | Variable Speed HP RTU, Electric Backup, Energy Recovery | FALSE | 2.9731 | Healthcare | GA, Bibb County | 1001_3000 | Multizone CAV/VAV | gen2_t8_halogen | Georgia | 29.1986 | F: Buildings with Electric Resistance Multizone Systems | 5.899e-05 | 6.9337e-05 | 0 | 0 | 0 | 0.00031273 | 0.00013115 | 9.9529e-05 | 0 | 2.4911e-05 | 0 | 2.4065e-05 | 0 | 0 | 0 | 0.00031273 | 0.00015521 | 9.9529e-05 | 0 | 2.4911e-05 | 0.00059241 | 5946.1444
55336 | hvac_0013 | Variable Speed HP RTU, Electric Backup, Energy Recovery | FALSE | 2.9148 | Healthcare | GA, Bibb County | 3001_8000 | Multizone CAV/VAV | gen2_t8_halogen | Georgia | 22.1813 | F: Buildings with Electric Resistance Multizone Systems | 0.00012087 | 0.00014164 | 0 | 0 | 0 | 0.00063053 | 0.00029804 | 0.00017858 | 0 | 4.9811e-05 | 0 | 5.6386e-05 | 0 | 0 | 0 | 0.00063053 | 0.00035442 | 0.00017858 | 0 | 4.9811e-05 | 0.0012133 | 16031.2716
84868 | hvac_0013 | Variable Speed HP RTU, Electric Backup, Energy Recovery | FALSE | 3.2114 | Healthcare | GA, Bibb County | 12001_30000 | Multizone CAV/VAV | gen2_t8_halogen | Georgia | 31.594 | F: Buildings with Electric Resistance Multizone Systems | 0.0007607 | 0.00085187 | 0 | 0 | 0 | 0.0044555 | 0.0015152 | 0.00087234 | 0 | 0.00015 | 0 | 0.00027724 | 0 | 0 | 0 | 0.0044555 | 0.0017924 | 0.00087234 | 0 | 0.00015 | 0.0072703 | 67440.2615
84869 | hvac_0013 | Variable Speed HP RTU, Electric Backup, Energy Recovery | FALSE | 1.9554 | Healthcare | GA, Bibb County | 8001_12000 | Multizone CAV/VAV | gen2_t8_halogen | Georgia | 23.8858 | F: Buildings with Electric Resistance Multizone Systems | 0.00016281 | 0.00018591 | 0 | 0 | 0 | 0.0007707 | 0.00046075 | 0.00020829 | 0 | 7.745e-05 | 0 | 7.6449e-05 | 0 | 0 | 0 | 0.0007707 | 0.0005372 | 0.00020829 | 0 | 7.745e-05 | 0.0015937 | 19553.5491
85516 | hvac_0013 | Variable Speed HP RTU, Electric Backup, Energy Recovery | FALSE | 0.55867 | Healthcare | GA, Bibb County | 30001_40000 | Multizone CAV/VAV | gen4_led | Georgia | 20.9353 | F: Buildings with Electric Resistance Multizone Systems | 0.00013547 | 0.00016233 | 0 | 0 | 0 | 0.00069096 | 0.00042825 | 0.00016004 | 0 | 3.8872e-05 | 0 | 7.8665e-05 | 0 | 0 | 0 | 0.00069096 | 0.00050692 | 0.00016004 | 0 | 3.8872e-05 | 0.0013968 | 19553.5491
118031 | hvac_0013 | Variable Speed HP RTU, Electric Backup, Energy Recovery | FALSE | 1.6423 | Healthcare | GA, Bibb County | 200001_400000 | Multizone CAV/VAV | gen2_t8_halogen | Georgia | 32.8306 | D: Buildings with Hydronically Heated Multizone Systems | 0.0050996 | 0.0058925 | 0 | 0 | 0 | 0.022086 | 0.01188 | 0.0067368 | 0.00022383 | 0.0011857 | 0.010383 | 0.00081126 | 0.0018883 | 0 | 0 | 0.032468 | 0.012691 | 0.0067368 | 0.00022383 | 0.0030741 | 0.055194 | 492703.8098
118034 | hvac_0013 | Variable Speed HP RTU, Electric Backup, Energy Recovery | FALSE | 3.1561 | Healthcare | GA, Bibb County | 150001_200000 | Multizone CAV/VAV | gen2_t8_halogen | Georgia | 47.1624 | D: Buildings with Hydronically Heated Multizone Systems | 0.0076435 | 0.0085427 | 0 | 0 | 0 | 0.025799 | 0.014279 | 0.0078524 | 0.0004482 | 0.0013641 | 0.031298 | 0.0058735 | 0.0019673 | 0 | 0 | 0.057096 | 0.020152 | 0.0078524 | 0.0004482 | 0.0033314 | 0.088881 | 552310.6467
55331 | hvac_0014 | Advanced RTU Controls | FALSE | 2.9731 | Healthcare | GA, Bibb County | 1001_3000 | Multizone CAV/VAV | gen2_t8_halogen | Georgia | 29.1986 | F: Buildings with Electric Resistance Multizone Systems | 5.899e-05 | 6.9337e-05 | 0 | 0 | 0 | 0.00031273 | 0.00013115 | 9.9529e-05 | 0 | 2.4911e-05 | 0 | 2.4065e-05 | 0 | 0 | 0 | 0.00031273 | 0.00015521 | 9.9529e-05 | 0 | 2.4911e-05 | 0.00059241 | 5946.1444
55336 | hvac_0014 | Advanced RTU Controls | FALSE | 2.9148 | Healthcare | GA, Bibb County | 3001_8000 | Multizone CAV/VAV | gen2_t8_halogen | Georgia | 22.1813 | F: Buildings with Electric Resistance Multizone Systems | 0.00012087 | 0.00014164 | 0 | 0 | 0 | 0.00063053 | 0.00029804 | 0.00017858 | 0 | 4.9811e-05 | 0 | 5.6386e-05 | 0 | 0 | 0 | 0.00063053 | 0.00035442 | 0.00017858 | 0 | 4.9811e-05 | 0.0012133 | 16031.2716
84868 | hvac_0014 | Advanced RTU Controls | FALSE | 3.2114 | Healthcare | GA, Bibb County | 12001_30000 | Multizone CAV/VAV | gen2_t8_halogen | Georgia | 31.594 | F: Buildings with Electric Resistance Multizone Systems | 0.0007607 | 0.00085187 | 0 | 0 | 0 | 0.0044555 | 0.0015152 | 0.00087234 | 0 | 0.00015 | 0 | 0.00027724 | 0 | 0 | 0 | 0.0044555 | 0.0017924 | 0.00087234 | 0 | 0.00015 | 0.0072703 | 67440.2615
84869 | hvac_0014 | Advanced RTU Controls | FALSE | 1.9554 | Healthcare | GA, Bibb County | 8001_12000 | Multizone CAV/VAV | gen2_t8_halogen | Georgia | 23.8858 | F: Buildings with Electric Resistance Multizone Systems | 0.00016281 | 0.00018591 | 0 | 0 | 0 | 0.0007707 | 0.00046075 | 0.00020829 | 0 | 7.745e-05 | 0 | 7.6449e-05 | 0 | 0 | 0 | 0.0007707 | 0.0005372 | 0.00020829 | 0 | 7.745e-05 | 0.0015937 | 19553.5491
85516 | hvac_0014 | Advanced RTU Controls | FALSE | 0.55867 | Healthcare | GA, Bibb County | 30001_40000 | Multizone CAV/VAV | gen4_led | Georgia | 20.9353 | F: Buildings with Electric Resistance Multizone Systems | 0.00013547 | 0.00016233 | 0 | 0 | 0 | 0.00069096 | 0.00042825 | 0.00016004 | 0 | 3.8872e-05 | 0 | 7.8665e-05 | 0 | 0 | 0 | 0.00069096 | 0.00050692 | 0.00016004 | 0 | 3.8872e-05 | 0.0013968 | 19553.5491
118031 | hvac_0014 | Advanced RTU Controls | FALSE | 1.6423 | Healthcare | GA, Bibb County | 200001_400000 | Multizone CAV/VAV | gen2_t8_halogen | Georgia | 32.8306 | D: Buildings with Hydronically Heated Multizone Systems | 0.0050996 | 0.0058925 | 0 | 0 | 0 | 0.022086 | 0.01188 | 0.0067368 | 0.00022383 | 0.0011857 | 0.010383 | 0.00081126 | 0.0018883 | 0 | 0 | 0.032468 | 0.012691 | 0.0067368 | 0.00022383 | 0.0030741 | 0.055194 | 492703.8098
118034 | hvac_0014 | Advanced RTU Controls | FALSE | 3.1561 | Healthcare | GA, Bibb County | 150001_200000 | Multizone CAV/VAV | gen2_t8_halogen | Georgia | 47.1624 | D: Buildings with Hydronically Heated Multizone Systems | 0.0076435 | 0.0085427 | 0 | 0 | 0 | 0.025799 | 0.014279 | 0.0078524 | 0.0004482 | 0.0013641 | 0.031298 | 0.0058735 | 0.0019673 | 0 | 0 | 0.057096 | 0.020152 | 0.0078524 | 0.0004482 | 0.0033314 | 0.088881 | 552310.6467
55331 | hvac_0015 | Hydronic Water-to-Water Geothermal Heat Pump | FALSE | 2.9731 | Healthcare | GA, Bibb County | 1001_3000 | Multizone CAV/VAV | gen2_t8_halogen | Georgia | 29.1986 | F: Buildings with Electric Resistance Multizone Systems | 5.899e-05 | 6.9337e-05 | 0 | 0 | 0 | 0.00031273 | 0.00013115 | 9.9529e-05 | 0 | 2.4911e-05 | 0 | 2.4065e-05 | 0 | 0 | 0 | 0.00031273 | 0.00015521 | 9.9529e-05 | 0 | 2.4911e-05 | 0.00059241 | 5946.1444
55336 | hvac_0015 | Hydronic Water-to-Water Geothermal Heat Pump | FALSE | 2.9148 | Healthcare | GA, Bibb County | 3001_8000 | Multizone CAV/VAV | gen2_t8_halogen | Georgia | 22.1813 | F: Buildings with Electric Resistance Multizone Systems | 0.00012087 | 0.00014164 | 0 | 0 | 0 | 0.00063053 | 0.00029804 | 0.00017858 | 0 | 4.9811e-05 | 0 | 5.6386e-05 | 0 | 0 | 0 | 0.00063053 | 0.00035442 | 0.00017858 | 0 | 4.9811e-05 | 0.0012133 | 16031.2716
84868 | hvac_0015 | Hydronic Water-to-Water Geothermal Heat Pump | TRUE | 3.2114 | Healthcare | GA, Bibb County | 12001_30000 | Multizone CAV/VAV | gen2_t8_halogen | Georgia | 24.3454 | F: Buildings with Electric Resistance Multizone Systems | 0.00058431 | 0.0006531 | 0 | 0 | 0 | 0.0027875 | 0.0015152 | 0.00087234 | 0 | 0.00015 | 0 | 0.00027724 | 0 | 0 | 0 | 0.0027875 | 0.0017924 | 0.00087234 | 0 | 0.00015 | 0.0056023 | 67440.2615
84869 | hvac_0015 | Hydronic Water-to-Water Geothermal Heat Pump | TRUE | 1.9554 | Healthcare | GA, Bibb County | 8001_12000 | Multizone CAV/VAV | gen2_t8_halogen | Georgia | 20.2158 | F: Buildings with Electric Resistance Multizone Systems | 0.00013581 | 0.00015673 | 0 | 0 | 0 | 0.00052582 | 0.00046075 | 0.00020829 | 0 | 7.745e-05 | 0 | 7.6449e-05 | 0 | 0 | 0 | 0.00052582 | 0.0005372 | 0.00020829 | 0 | 7.745e-05 | 0.0013488 | 19553.5491
85516 | hvac_0015 | Hydronic Water-to-Water Geothermal Heat Pump | FALSE | 0.55867 | Healthcare | GA, Bibb County | 30001_40000 | Multizone CAV/VAV | gen4_led | Georgia | 20.9353 | F: Buildings with Electric Resistance Multizone Systems | 0.00013547 | 0.00016233 | 0 | 0 | 0 | 0.00069096 | 0.00042825 | 0.00016004 | 0 | 3.8872e-05 | 0 | 7.8665e-05 | 0 | 0 | 0 | 0.00069096 | 0.00050692 | 0.00016004 | 0 | 3.8872e-05 | 0.0013968 | 19553.5491
118031 | hvac_0015 | Hydronic Water-to-Water Geothermal Heat Pump | TRUE | 1.6423 | Healthcare | GA, Bibb County | 200001_400000 | Multizone CAV/VAV | gen2_t8_halogen | Georgia | 24.4338 | D: Buildings with Hydronically Heated Multizone Systems | 0.004025 | 0.0047538 | 0 | 0 | 0 | 0.018424 | 0.01188 | 0.0067368 | 0.0002263 | 0.0011112 | 0 | 0.00081126 | 0.0018885 | 0 | 0 | 0.018424 | 0.012691 | 0.0067368 | 0.0002263 | 0.0029996 | 0.041077 | 492703.8098
118034 | hvac_0015 | Hydronic Water-to-Water Geothermal Heat Pump | TRUE | 3.1561 | Healthcare | GA, Bibb County | 150001_200000 | Multizone CAV/VAV | gen2_t8_halogen | Georgia | 27.4448 | D: Buildings with Hydronically Heated Multizone Systems | 0.0048448 | 0.005753 | 0 | 0 | 0 | 0.019931 | 0.014279 | 0.0078524 | 0.00045547 | 0.0013633 | 0 | 0.0058735 | 0.0019673 | 0 | 0 | 0.019931 | 0.020152 | 0.0078524 | 0.00045547 | 0.0033307 | 0.051721 | 552310.6467
55331 | hvac_0016 | Packaged Water-to-Air Geothermal Heat Pump | TRUE | 2.9731 | Healthcare | GA, Bibb County | 1001_3000 | Multizone CAV/VAV | gen2_t8_halogen | Georgia | 20.1403 | F: Buildings with Electric Resistance Multizone Systems | 3.6688e-05 | 4.7436e-05 | 0 | 0 | 0 | 0.00012895 | 0.00013115 | 9.9529e-05 | 0 | 2.4911e-05 | 0 | 2.4065e-05 | 0 | 0 | 0 | 0.00012895 | 0.00015521 | 9.9529e-05 | 0 | 2.4911e-05 | 0.00040863 | 5946.1444
55336 | hvac_0016 | Packaged Water-to-Air Geothermal Heat Pump | TRUE | 2.9148 | Healthcare | GA, Bibb County | 3001_8000 | Multizone CAV/VAV | gen2_t8_halogen | Georgia | 15.6182 | F: Buildings with Electric Resistance Multizone Systems | 7.4985e-05 | 9.8856e-05 | 0 | 0 | 0 | 0.00027152 | 0.00029804 | 0.00017858 | 0 | 4.9811e-05 | 0 | 5.6386e-05 | 0 | 0 | 0 | 0.00027152 | 0.00035442 | 0.00017858 | 0 | 4.9811e-05 | 0.00085433 | 16031.2716
84868 | hvac_0016 | Packaged Water-to-Air Geothermal Heat Pump | FALSE | 3.2114 | Healthcare | GA, Bibb County | 12001_30000 | Multizone CAV/VAV | gen2_t8_halogen | Georgia | 31.594 | F: Buildings with Electric Resistance Multizone Systems | 0.0007607 | 0.00085187 | 0 | 0 | 0 | 0.0044555 | 0.0015152 | 0.00087234 | 0 | 0.00015 | 0 | 0.00027724 | 0 | 0 | 0 | 0.0044555 | 0.0017924 | 0.00087234 | 0 | 0.00015 | 0.0072703 | 67440.2615
84869 | hvac_0016 | Packaged Water-to-Air Geothermal Heat Pump | FALSE | 1.9554 | Healthcare | GA, Bibb County | 8001_12000 | Multizone CAV/VAV | gen2_t8_halogen | Georgia | 23.8858 | F: Buildings with Electric Resistance Multizone Systems | 0.00016281 | 0.00018591 | 0 | 0 | 0 | 0.0007707 | 0.00046075 | 0.00020829 | 0 | 7.745e-05 | 0 | 7.6449e-05 | 0 | 0 | 0 | 0.0007707 | 0.0005372 | 0.00020829 | 0 | 7.745e-05 | 0.0015937 | 19553.5491
85516 | hvac_0016 | Packaged Water-to-Air Geothermal Heat Pump | TRUE | 0.55867 | Healthcare | GA, Bibb County | 30001_40000 | Multizone CAV/VAV | gen4_led | Georgia | 16.2429 | F: Buildings with Electric Resistance Multizone Systems | 9.5061e-05 | 0.00012503 | 0 | 0 | 0 | 0.00037789 | 0.00042825 | 0.00016004 | 0 | 3.8872e-05 | 0 | 7.8665e-05 | 0 | 0 | 0 | 0.00037789 | 0.00050692 | 0.00016004 | 0 | 3.8872e-05 | 0.0010837 | 19553.5491
118031 | hvac_0016 | Packaged Water-to-Air Geothermal Heat Pump | FALSE | 1.6423 | Healthcare | GA, Bibb County | 200001_400000 | Multizone CAV/VAV | gen2_t8_halogen | Georgia | 32.8306 | D: Buildings with Hydronically Heated Multizone Systems | 0.0050996 | 0.0058925 | 0 | 0 | 0 | 0.022086 | 0.01188 | 0.0067368 | 0.00022383 | 0.0011857 | 0.010383 | 0.00081126 | 0.0018883 | 0 | 0 | 0.032468 | 0.012691 | 0.0067368 | 0.00022383 | 0.0030741 | 0.055194 | 492703.8098
118034 | hvac_0016 | Packaged Water-to-Air Geothermal Heat Pump | FALSE | 3.1561 | Healthcare | GA, Bibb County | 150001_200000 | Multizone CAV/VAV | gen2_t8_halogen | Georgia | 47.1624 | D: Buildings with Hydronically Heated Multizone Systems | 0.0076435 | 0.0085427 | 0 | 0 | 0 | 0.025799 | 0.014279 | 0.0078524 | 0.0004482 | 0.0013641 | 0.031298 | 0.0058735 | 0.0019673 | 0 | 0 | 0.057096 | 0.020152 | 0.0078524 | 0.0004482 | 0.0033314 | 0.088881 | 552310.6467
55331 | hvac_0017 | Console Water-to-Air Geothermal Heat Pump | FALSE | 2.9731 | Healthcare | GA, Bibb County | 1001_3000 | Multizone CAV/VAV | gen2_t8_halogen | Georgia | 29.1986 | F: Buildings with Electric Resistance Multizone Systems | 5.899e-05 | 6.9337e-05 | 0 | 0 | 0 | 0.00031273 | 0.00013115 | 9.9529e-05 | 0 | 2.4911e-05 | 0 | 2.4065e-05 | 0 | 0 | 0 | 0.00031273 | 0.00015521 | 9.9529e-05 | 0 | 2.4911e-05 | 0.00059241 | 5946.1444
55336 | hvac_0017 | Console Water-to-Air Geothermal Heat Pump | FALSE | 2.9148 | Healthcare | GA, Bibb County | 3001_8000 | Multizone CAV/VAV | gen2_t8_halogen | Georgia | 22.1813 | F: Buildings with Electric Resistance Multizone Systems | 0.00012087 | 0.00014164 | 0 | 0 | 0 | 0.00063053 | 0.00029804 | 0.00017858 | 0 | 4.9811e-05 | 0 | 5.6386e-05 | 0 | 0 | 0 | 0.00063053 | 0.00035442 | 0.00017858 | 0 | 4.9811e-05 | 0.0012133 | 16031.2716
84868 | hvac_0017 | Console Water-to-Air Geothermal Heat Pump | FALSE | 3.2114 | Healthcare | GA, Bibb County | 12001_30000 | Multizone CAV/VAV | gen2_t8_halogen | Georgia | 31.594 | F: Buildings with Electric Resistance Multizone Systems | 0.0007607 | 0.00085187 | 0 | 0 | 0 | 0.0044555 | 0.0015152 | 0.00087234 | 0 | 0.00015 | 0 | 0.00027724 | 0 | 0 | 0 | 0.0044555 | 0.0017924 | 0.00087234 | 0 | 0.00015 | 0.0072703 | 67440.2615
84869 | hvac_0017 | Console Water-to-Air Geothermal Heat Pump | FALSE | 1.9554 | Healthcare | GA, Bibb County | 8001_12000 | Multizone CAV/VAV | gen2_t8_halogen | Georgia | 23.8858 | F: Buildings with Electric Resistance Multizone Systems | 0.00016281 | 0.00018591 | 0 | 0 | 0 | 0.0007707 | 0.00046075 | 0.00020829 | 0 | 7.745e-05 | 0 | 7.6449e-05 | 0 | 0 | 0 | 0.0007707 | 0.0005372 | 0.00020829 | 0 | 7.745e-05 | 0.0015937 | 19553.5491
85516 | hvac_0017 | Console Water-to-Air Geothermal Heat Pump | FALSE | 0.55867 | Healthcare | GA, Bibb County | 30001_40000 | Multizone CAV/VAV | gen4_led | Georgia | 20.9353 | F: Buildings with Electric Resistance Multizone Systems | 0.00013547 | 0.00016233 | 0 | 0 | 0 | 0.00069096 | 0.00042825 | 0.00016004 | 0 | 3.8872e-05 | 0 | 7.8665e-05 | 0 | 0 | 0 | 0.00069096 | 0.00050692 | 0.00016004 | 0 | 3.8872e-05 | 0.0013968 | 19553.5491
118031 | hvac_0017 | Console Water-to-Air Geothermal Heat Pump | FALSE | 1.6423 | Healthcare | GA, Bibb County | 200001_400000 | Multizone CAV/VAV | gen2_t8_halogen | Georgia | 32.8306 | D: Buildings with Hydronically Heated Multizone Systems | 0.0050996 | 0.0058925 | 0 | 0 | 0 | 0.022086 | 0.01188 | 0.0067368 | 0.00022383 | 0.0011857 | 0.010383 | 0.00081126 | 0.0018883 | 0 | 0 | 0.032468 | 0.012691 | 0.0067368 | 0.00022383 | 0.0030741 | 0.055194 | 492703.8098
118034 | hvac_0017 | Console Water-to-Air Geothermal Heat Pump | FALSE | 3.1561 | Healthcare | GA, Bibb County | 150001_200000 | Multizone CAV/VAV | gen2_t8_halogen | Georgia | 47.1624 | D: Buildings with Hydronically Heated Multizone Systems | 0.0076435 | 0.0085427 | 0 | 0 | 0 | 0.025799 | 0.014279 | 0.0078524 | 0.0004482 | 0.0013641 | 0.031298 | 0.0058735 | 0.0019673 | 0 | 0 | 0.057096 | 0.020152 | 0.0078524 | 0.0004482 | 0.0033314 | 0.088881 | 552310.6467
55331 | hvac_0018 | Standard Performance HP RTU, Electric Backup | FALSE | 2.9731 | Healthcare | GA, Bibb County | 1001_3000 | Multizone CAV/VAV | gen2_t8_halogen | Georgia | 29.1986 | F: Buildings with Electric Resistance Multizone Systems | 5.899e-05 | 6.9337e-05 | 0 | 0 | 0 | 0.00031273 | 0.00013115 | 9.9529e-05 | 0 | 2.4911e-05 | 0 | 2.4065e-05 | 0 | 0 | 0 | 0.00031273 | 0.00015521 | 9.9529e-05 | 0 | 2.4911e-05 | 0.00059241 | 5946.1444
55336 | hvac_0018 | Standard Performance HP RTU, Electric Backup | FALSE | 2.9148 | Healthcare | GA, Bibb County | 3001_8000 | Multizone CAV/VAV | gen2_t8_halogen | Georgia | 22.1813 | F: Buildings with Electric Resistance Multizone Systems | 0.00012087 | 0.00014164 | 0 | 0 | 0 | 0.00063053 | 0.00029804 | 0.00017858 | 0 | 4.9811e-05 | 0 | 5.6386e-05 | 0 | 0 | 0 | 0.00063053 | 0.00035442 | 0.00017858 | 0 | 4.9811e-05 | 0.0012133 | 16031.2716
84868 | hvac_0018 | Standard Performance HP RTU, Electric Backup | FALSE | 3.2114 | Healthcare | GA, Bibb County | 12001_30000 | Multizone CAV/VAV | gen2_t8_halogen | Georgia | 31.594 | F: Buildings with Electric Resistance Multizone Systems | 0.0007607 | 0.00085187 | 0 | 0 | 0 | 0.0044555 | 0.0015152 | 0.00087234 | 0 | 0.00015 | 0 | 0.00027724 | 0 | 0 | 0 | 0.0044555 | 0.0017924 | 0.00087234 | 0 | 0.00015 | 0.0072703 | 67440.2615
84869 | hvac_0018 | Standard Performance HP RTU, Electric Backup | FALSE | 1.9554 | Healthcare | GA, Bibb County | 8001_12000 | Multizone CAV/VAV | gen2_t8_halogen | Georgia | 23.8858 | F: Buildings with Electric Resistance Multizone Systems | 0.00016281 | 0.00018591 | 0 | 0 | 0 | 0.0007707 | 0.00046075 | 0.00020829 | 0 | 7.745e-05 | 0 | 7.6449e-05 | 0 | 0 | 0 | 0.0007707 | 0.0005372 | 0.00020829 | 0 | 7.745e-05 | 0.0015937 | 19553.5491
85516 | hvac_0018 | Standard Performance HP RTU, Electric Backup | FALSE | 0.55867 | Healthcare | GA, Bibb County | 30001_40000 | Multizone CAV/VAV | gen4_led | Georgia | 20.9353 | F: Buildings with Electric Resistance Multizone Systems | 0.00013547 | 0.00016233 | 0 | 0 | 0 | 0.00069096 | 0.00042825 | 0.00016004 | 0 | 3.8872e-05 | 0 | 7.8665e-05 | 0 | 0 | 0 | 0.00069096 | 0.00050692 | 0.00016004 | 0 | 3.8872e-05 | 0.0013968 | 19553.5491
118031 | hvac_0018 | Standard Performance HP RTU, Electric Backup | FALSE | 1.6423 | Healthcare | GA, Bibb County | 200001_400000 | Multizone CAV/VAV | gen2_t8_halogen | Georgia | 32.8306 | D: Buildings with Hydronically Heated Multizone Systems | 0.0050996 | 0.0058925 | 0 | 0 | 0 | 0.022086 | 0.01188 | 0.0067368 | 0.00022383 | 0.0011857 | 0.010383 | 0.00081126 | 0.0018883 | 0 | 0 | 0.032468 | 0.012691 | 0.0067368 | 0.00022383 | 0.0030741 | 0.055194 | 492703.8098
118034 | hvac_0018 | Standard Performance HP RTU, Electric Backup | FALSE | 3.1561 | Healthcare | GA, Bibb County | 150001_200000 | Multizone CAV/VAV | gen2_t8_halogen | Georgia | 47.1624 | D: Buildings with Hydronically Heated Multizone Systems | 0.0076435 | 0.0085427 | 0 | 0 | 0 | 0.025799 | 0.014279 | 0.0078524 | 0.0004482 | 0.0013641 | 0.031298 | 0.0058735 | 0.0019673 | 0 | 0 | 0.057096 | 0.020152 | 0.0078524 | 0.0004482 | 0.0033314 | 0.088881 | 552310.6467
55331 | hvac_0019 | Standard Performance HP RTU, Electric Backup + Roof Insulation | FALSE | 2.9731 | Healthcare | GA, Bibb County | 1001_3000 | Multizone CAV/VAV | gen2_t8_halogen | Georgia | 29.1986 | F: Buildings with Electric Resistance Multizone Systems | 5.899e-05 | 6.9337e-05 | 0 | 0 | 0 | 0.00031273 | 0.00013115 | 9.9529e-05 | 0 | 2.4911e-05 | 0 | 2.4065e-05 | 0 | 0 | 0 | 0.00031273 | 0.00015521 | 9.9529e-05 | 0 | 2.4911e-05 | 0.00059241 | 5946.1444
55336 | hvac_0019 | Standard Performance HP RTU, Electric Backup + Roof Insulation | FALSE | 2.9148 | Healthcare | GA, Bibb County | 3001_8000 | Multizone CAV/VAV | gen2_t8_halogen | Georgia | 22.1813 | F: Buildings with Electric Resistance Multizone Systems | 0.00012087 | 0.00014164 | 0 | 0 | 0 | 0.00063053 | 0.00029804 | 0.00017858 | 0 | 4.9811e-05 | 0 | 5.6386e-05 | 0 | 0 | 0 | 0.00063053 | 0.00035442 | 0.00017858 | 0 | 4.9811e-05 | 0.0012133 | 16031.2716
84868 | hvac_0019 | Standard Performance HP RTU, Electric Backup + Roof Insulation | FALSE | 3.2114 | Healthcare | GA, Bibb County | 12001_30000 | Multizone CAV/VAV | gen2_t8_halogen | Georgia | 31.594 | F: Buildings with Electric Resistance Multizone Systems | 0.0007607 | 0.00085187 | 0 | 0 | 0 | 0.0044555 | 0.0015152 | 0.00087234 | 0 | 0.00015 | 0 | 0.00027724 | 0 | 0 | 0 | 0.0044555 | 0.0017924 | 0.00087234 | 0 | 0.00015 | 0.0072703 | 67440.2615
84869 | hvac_0019 | Standard Performance HP RTU, Electric Backup + Roof Insulation | FALSE | 1.9554 | Healthcare | GA, Bibb County | 8001_12000 | Multizone CAV/VAV | gen2_t8_halogen | Georgia | 23.8858 | F: Buildings with Electric Resistance Multizone Systems | 0.00016281 | 0.00018591 | 0 | 0 | 0 | 0.0007707 | 0.00046075 | 0.00020829 | 0 | 7.745e-05 | 0 | 7.6449e-05 | 0 | 0 | 0 | 0.0007707 | 0.0005372 | 0.00020829 | 0 | 7.745e-05 | 0.0015937 | 19553.5491
85516 | hvac_0019 | Standard Performance HP RTU, Electric Backup + Roof Insulation | FALSE | 0.55867 | Healthcare | GA, Bibb County | 30001_40000 | Multizone CAV/VAV | gen4_led | Georgia | 20.9353 | F: Buildings with Electric Resistance Multizone Systems | 0.00013547 | 0.00016233 | 0 | 0 | 0 | 0.00069096 | 0.00042825 | 0.00016004 | 0 | 3.8872e-05 | 0 | 7.8665e-05 | 0 | 0 | 0 | 0.00069096 | 0.00050692 | 0.00016004 | 0 | 3.8872e-05 | 0.0013968 | 19553.5491
118031 | hvac_0019 | Standard Performance HP RTU, Electric Backup + Roof Insulation | FALSE | 1.6423 | Healthcare | GA, Bibb County | 200001_400000 | Multizone CAV/VAV | gen2_t8_halogen | Georgia | 32.8306 | D: Buildings with Hydronically Heated Multizone Systems | 0.0050996 | 0.0058925 | 0 | 0 | 0 | 0.022086 | 0.01188 | 0.0067368 | 0.00022383 | 0.0011857 | 0.010383 | 0.00081126 | 0.0018883 | 0 | 0 | 0.032468 | 0.012691 | 0.0067368 | 0.00022383 | 0.0030741 | 0.055194 | 492703.8098
118034 | hvac_0019 | Standard Performance HP RTU, Electric Backup + Roof Insulation | FALSE | 3.1561 | Healthcare | GA, Bibb County | 150001_200000 | Multizone CAV/VAV | gen2_t8_halogen | Georgia | 47.1624 | D: Buildings with Hydronically Heated Multizone Systems | 0.0076435 | 0.0085427 | 0 | 0 | 0 | 0.025799 | 0.014279 | 0.0078524 | 0.0004482 | 0.0013641 | 0.031298 | 0.0058735 | 0.0019673 | 0 | 0 | 0.057096 | 0.020152 | 0.0078524 | 0.0004482 | 0.0033314 | 0.088881 | 552310.6467
55331 | hvac_0020 | Standard Performance HP RTU, Electric Backup, 32F Minimum Compressor Lockout | FALSE | 2.9731 | Healthcare | GA, Bibb County | 1001_3000 | Multizone CAV/VAV | gen2_t8_halogen | Georgia | 29.1986 | F: Buildings with Electric Resistance Multizone Systems | 5.899e-05 | 6.9337e-05 | 0 | 0 | 0 | 0.00031273 | 0.00013115 | 9.9529e-05 | 0 | 2.4911e-05 | 0 | 2.4065e-05 | 0 | 0 | 0 | 0.00031273 | 0.00015521 | 9.9529e-05 | 0 | 2.4911e-05 | 0.00059241 | 5946.1444
55336 | hvac_0020 | Standard Performance HP RTU, Electric Backup, 32F Minimum Compressor Lockout | FALSE | 2.9148 | Healthcare | GA, Bibb County | 3001_8000 | Multizone CAV/VAV | gen2_t8_halogen | Georgia | 22.1813 | F: Buildings with Electric Resistance Multizone Systems | 0.00012087 | 0.00014164 | 0 | 0 | 0 | 0.00063053 | 0.00029804 | 0.00017858 | 0 | 4.9811e-05 | 0 | 5.6386e-05 | 0 | 0 | 0 | 0.00063053 | 0.00035442 | 0.00017858 | 0 | 4.9811e-05 | 0.0012133 | 16031.2716
84868 | hvac_0020 | Standard Performance HP RTU, Electric Backup, 32F Minimum Compressor Lockout | FALSE | 3.2114 | Healthcare | GA, Bibb County | 12001_30000 | Multizone CAV/VAV | gen2_t8_halogen | Georgia | 31.594 | F: Buildings with Electric Resistance Multizone Systems | 0.0007607 | 0.00085187 | 0 | 0 | 0 | 0.0044555 | 0.0015152 | 0.00087234 | 0 | 0.00015 | 0 | 0.00027724 | 0 | 0 | 0 | 0.0044555 | 0.0017924 | 0.00087234 | 0 | 0.00015 | 0.0072703 | 67440.2615
84869 | hvac_0020 | Standard Performance HP RTU, Electric Backup, 32F Minimum Compressor Lockout | FALSE | 1.9554 | Healthcare | GA, Bibb County | 8001_12000 | Multizone CAV/VAV | gen2_t8_halogen | Georgia | 23.8858 | F: Buildings with Electric Resistance Multizone Systems | 0.00016281 | 0.00018591 | 0 | 0 | 0 | 0.0007707 | 0.00046075 | 0.00020829 | 0 | 7.745e-05 | 0 | 7.6449e-05 | 0 | 0 | 0 | 0.0007707 | 0.0005372 | 0.00020829 | 0 | 7.745e-05 | 0.0015937 | 19553.5491
85516 | hvac_0020 | Standard Performance HP RTU, Electric Backup, 32F Minimum Compressor Lockout | FALSE | 0.55867 | Healthcare | GA, Bibb County | 30001_40000 | Multizone CAV/VAV | gen4_led | Georgia | 20.9353 | F: Buildings with Electric Resistance Multizone Systems | 0.00013547 | 0.00016233 | 0 | 0 | 0 | 0.00069096 | 0.00042825 | 0.00016004 | 0 | 3.8872e-05 | 0 | 7.8665e-05 | 0 | 0 | 0 | 0.00069096 | 0.00050692 | 0.00016004 | 0 | 3.8872e-05 | 0.0013968 | 19553.5491
118031 | hvac_0020 | Standard Performance HP RTU, Electric Backup, 32F Minimum Compressor Lockout | FALSE | 1.6423 | Healthcare | GA, Bibb County | 200001_400000 | Multizone CAV/VAV | gen2_t8_halogen | Georgia | 32.8306 | D: Buildings with Hydronically Heated Multizone Systems | 0.0050996 | 0.0058925 | 0 | 0 | 0 | 0.022086 | 0.01188 | 0.0067368 | 0.00022383 | 0.0011857 | 0.010383 | 0.00081126 | 0.0018883 | 0 | 0 | 0.032468 | 0.012691 | 0.0067368 | 0.00022383 | 0.0030741 | 0.055194 | 492703.8098
118034 | hvac_0020 | Standard Performance HP RTU, Electric Backup, 32F Minimum Compressor Lockout | FALSE | 3.1561 | Healthcare | GA, Bibb County | 150001_200000 | Multizone CAV/VAV | gen2_t8_halogen | Georgia | 47.1624 | D: Buildings with Hydronically Heated Multizone Systems | 0.0076435 | 0.0085427 | 0 | 0 | 0 | 0.025799 | 0.014279 | 0.0078524 | 0.0004482 | 0.0013641 | 0.031298 | 0.0058735 | 0.0019673 | 0 | 0 | 0.057096 | 0.020152 | 0.0078524 | 0.0004482 | 0.0033314 | 0.088881 | 552310.6467
55331 | hvac_0021 | Cold Climate Challenge HP RTU, Electric Backup | FALSE | 2.9731 | Healthcare | GA, Bibb County | 1001_3000 | Multizone CAV/VAV | gen2_t8_halogen | Georgia | 29.1986 | F: Buildings with Electric Resistance Multizone Systems | 5.899e-05 | 6.9337e-05 | 0 | 0 | 0 | 0.00031273 | 0.00013115 | 9.9529e-05 | 0 | 2.4911e-05 | 0 | 2.4065e-05 | 0 | 0 | 0 | 0.00031273 | 0.00015521 | 9.9529e-05 | 0 | 2.4911e-05 | 0.00059241 | 5946.1444
55336 | hvac_0021 | Cold Climate Challenge HP RTU, Electric Backup | FALSE | 2.9148 | Healthcare | GA, Bibb County | 3001_8000 | Multizone CAV/VAV | gen2_t8_halogen | Georgia | 22.1813 | F: Buildings with Electric Resistance Multizone Systems | 0.00012087 | 0.00014164 | 0 | 0 | 0 | 0.00063053 | 0.00029804 | 0.00017858 | 0 | 4.9811e-05 | 0 | 5.6386e-05 | 0 | 0 | 0 | 0.00063053 | 0.00035442 | 0.00017858 | 0 | 4.9811e-05 | 0.0012133 | 16031.2716
84868 | hvac_0021 | Cold Climate Challenge HP RTU, Electric Backup | FALSE | 3.2114 | Healthcare | GA, Bibb County | 12001_30000 | Multizone CAV/VAV | gen2_t8_halogen | Georgia | 31.594 | F: Buildings with Electric Resistance Multizone Systems | 0.0007607 | 0.00085187 | 0 | 0 | 0 | 0.0044555 | 0.0015152 | 0.00087234 | 0 | 0.00015 | 0 | 0.00027724 | 0 | 0 | 0 | 0.0044555 | 0.0017924 | 0.00087234 | 0 | 0.00015 | 0.0072703 | 67440.2615
84869 | hvac_0021 | Cold Climate Challenge HP RTU, Electric Backup | FALSE | 1.9554 | Healthcare | GA, Bibb County | 8001_12000 | Multizone CAV/VAV | gen2_t8_halogen | Georgia | 23.8858 | F: Buildings with Electric Resistance Multizone Systems | 0.00016281 | 0.00018591 | 0 | 0 | 0 | 0.0007707 | 0.00046075 | 0.00020829 | 0 | 7.745e-05 | 0 | 7.6449e-05 | 0 | 0 | 0 | 0.0007707 | 0.0005372 | 0.00020829 | 0 | 7.745e-05 | 0.0015937 | 19553.5491
85516 | hvac_0021 | Cold Climate Challenge HP RTU, Electric Backup | FALSE | 0.55867 | Healthcare | GA, Bibb County | 30001_40000 | Multizone CAV/VAV | gen4_led | Georgia | 20.9353 | F: Buildings with Electric Resistance Multizone Systems | 0.00013547 | 0.00016233 | 0 | 0 | 0 | 0.00069096 | 0.00042825 | 0.00016004 | 0 | 3.8872e-05 | 0 | 7.8665e-05 | 0 | 0 | 0 | 0.00069096 | 0.00050692 | 0.00016004 | 0 | 3.8872e-05 | 0.0013968 | 19553.5491
118031 | hvac_0021 | Cold Climate Challenge HP RTU, Electric Backup | FALSE | 1.6423 | Healthcare | GA, Bibb County | 200001_400000 | Multizone CAV/VAV | gen2_t8_halogen | Georgia | 32.8306 | D: Buildings with Hydronically Heated Multizone Systems | 0.0050996 | 0.0058925 | 0 | 0 | 0 | 0.022086 | 0.01188 | 0.0067368 | 0.00022383 | 0.0011857 | 0.010383 | 0.00081126 | 0.0018883 | 0 | 0 | 0.032468 | 0.012691 | 0.0067368 | 0.00022383 | 0.0030741 | 0.055194 | 492703.8098
118034 | hvac_0021 | Cold Climate Challenge HP RTU, Electric Backup | FALSE | 3.1561 | Healthcare | GA, Bibb County | 150001_200000 | Multizone CAV/VAV | gen2_t8_halogen | Georgia | 47.1624 | D: Buildings with Hydronically Heated Multizone Systems | 0.0076435 | 0.0085427 | 0 | 0 | 0 | 0.025799 | 0.014279 | 0.0078524 | 0.0004482 | 0.0013641 | 0.031298 | 0.0058735 | 0.0019673 | 0 | 0 | 0.057096 | 0.020152 | 0.0078524 | 0.0004482 | 0.0033314 | 0.088881 | 552310.6467
55331 | hvac_0022 | Ideal Thermal Air Loads | TRUE | 2.9731 | Healthcare | GA, Bibb County | 1001_3000 | Multizone CAV/VAV | gen2_t8_halogen | Georgia | 34.1875 | F: Buildings with Electric Resistance Multizone Systems | 2.8273e-05 | 3.3405e-05 | 0.0003093 | 9.3471e-05 | 0 | 1.1244e-05 | 0.00013115 | 9.9529e-05 | 0 | 2.4911e-05 | 0 | 2.4065e-05 | 0 | 0 | 0 | 0.00041401 | 0.00015521 | 9.9529e-05 | 0 | 2.4911e-05 | 0.00069363 | 5946.1444
55336 | hvac_0022 | Ideal Thermal Air Loads | TRUE | 2.9148 | Healthcare | GA, Bibb County | 3001_8000 | Multizone CAV/VAV | gen2_t8_halogen | Georgia | 26.2136 | F: Buildings with Electric Resistance Multizone Systems | 6.3778e-05 | 7.5212e-05 | 0.0006208 | 0.00015722 | 0 | 7.31e-05 | 0.00029804 | 0.00017858 | 0 | 4.9811e-05 | 0 | 5.6386e-05 | 0 | 0 | 0 | 0.00085112 | 0.00035442 | 0.00017858 | 0 | 4.9811e-05 | 0.0014339 | 16031.2716
84868 | hvac_0022 | Ideal Thermal Air Loads | TRUE | 3.2114 | Healthcare | GA, Bibb County | 12001_30000 | Multizone CAV/VAV | gen2_t8_halogen | Georgia | 28.7478 | F: Buildings with Electric Resistance Multizone Systems | 0.0003193 | 0.00035756 | 0.0029704 | 0.00052257 | 0 | 0.00030749 | 0.0015152 | 0.00087234 | 0 | 0.00015 | 0 | 0.00027724 | 0 | 0 | 0 | 0.0038005 | 0.0017924 | 0.00087234 | 0 | 0.00015 | 0.0066153 | 67440.2615
84869 | hvac_0022 | Ideal Thermal Air Loads | TRUE | 1.9554 | Healthcare | GA, Bibb County | 8001_12000 | Multizone CAV/VAV | gen2_t8_halogen | Georgia | 29.5928 | F: Buildings with Electric Resistance Multizone Systems | 8.3007e-05 | 9.8473e-05 | 0.00092942 | 0.00018507 | 0 | 3.6974e-05 | 0.00046075 | 0.00020829 | 0 | 7.745e-05 | 0 | 7.6449e-05 | 0 | 0 | 0 | 0.0011515 | 0.0005372 | 0.00020829 | 0 | 7.745e-05 | 0.0019744 | 19553.5491
85516 | hvac_0022 | Ideal Thermal Air Loads | TRUE | 0.55867 | Healthcare | GA, Bibb County | 30001_40000 | Multizone CAV/VAV | gen4_led | Georgia | 27.6778 | F: Buildings with Electric Resistance Multizone Systems | 7.5216e-05 | 9.0618e-05 | 0.00082822 | 0.00022345 | 0 | 8.9161e-05 | 0.00042825 | 0.00016004 | 0 | 3.8872e-05 | 0 | 7.8665e-05 | 0 | 0 | 0 | 0.0011408 | 0.00050692 | 0.00016004 | 0 | 3.8872e-05 | 0.0018466 | 19553.5491
118031 | hvac_0022 | Ideal Thermal Air Loads | TRUE | 1.6423 | Healthcare | GA, Bibb County | 200001_400000 | Multizone CAV/VAV | gen2_t8_halogen | Georgia | 34.414 | D: Buildings with Hydronically Heated Multizone Systems | 0.0022048 | 0.0026434 | 0.027828 | 0.0066596 | 0 | 0.00061623 | 0.01188 | 0.0067368 | 0.00023294 | 0.0012028 | 0 | 0.00081126 | 0.0018883 | 0 | 0 | 0.035104 | 0.012691 | 0.0067368 | 0.00023294 | 0.0030911 | 0.057856 | 492703.8098
118034 | hvac_0022 | Ideal Thermal Air Loads | TRUE | 3.1561 | Healthcare | GA, Bibb County | 150001_200000 | Multizone CAV/VAV | gen2_t8_halogen | Georgia | 45.1815 | D: Buildings with Hydronically Heated Multizone Systems | 0.0029402 | 0.0034625 | 0.048617 | 0.0040299 | 0 | 0.00069077 | 0.014279 | 0.0078524 | 0.00046674 | 0.0013711 | 0 | 0.0058735 | 0.0019672 | 0 | 0 | 0.053338 | 0.020152 | 0.0078524 | 0.00046674 | 0.0033384 | 0.085147 | 552310.6467
55331 | ltg_0001 | LED Lighting | TRUE | 2.9731 | Healthcare | GA, Bibb County | 1001_3000 | Multizone CAV/VAV | gen2_t8_halogen | Georgia | 28.1556 | F: Buildings with Electric Resistance Multizone Systems | 5.7519e-05 | 6.6817e-05 | 0 | 0 | 0 | 0.00031561 | 0.00013115 | 7.5521e-05 | 0 | 2.4911e-05 | 0 | 2.4065e-05 | 0 | 0 | 0 | 0.00031561 | 0.00015521 | 7.5521e-05 | 0 | 2.4911e-05 | 0.00057125 | 5946.1444
55336 | ltg_0001 | LED Lighting | TRUE | 2.9148 | Healthcare | GA, Bibb County | 3001_8000 | Multizone CAV/VAV | gen2_t8_halogen | Georgia | 21.4303 | F: Buildings with Electric Resistance Multizone Systems | 0.00011794 | 0.00013674 | 0 | 0 | 0 | 0.00063928 | 0.00029804 | 0.00012874 | 0 | 4.9811e-05 | 0 | 5.6386e-05 | 0 | 0 | 0 | 0.00063928 | 0.00035442 | 0.00012874 | 0 | 4.9811e-05 | 0.0011723 | 16031.2716
84868 | ltg_0001 | LED Lighting | TRUE | 3.2114 | Healthcare | GA, Bibb County | 12001_30000 | Multizone CAV/VAV | gen2_t8_halogen | Georgia | 30.4987 | F: Buildings with Electric Resistance Multizone Systems | 0.0007391 | 0.00082183 | 0 | 0 | 0 | 0.0044872 | 0.0015152 | 0.00058859 | 0 | 0.00015 | 0 | 0.00027724 | 0 | 0 | 0 | 0.0044872 | 0.0017924 | 0.00058859 | 0 | 0.00015 | 0.0070182 | 67440.2615
84869 | ltg_0001 | LED Lighting | TRUE | 1.9554 | Healthcare | GA, Bibb County | 8001_12000 | Multizone CAV/VAV | gen2_t8_halogen | Georgia | 22.9389 | F: Buildings with Electric Resistance Multizone Systems | 0.00015838 | 0.00017838 | 0 | 0 | 0 | 0.00077745 | 0.00046075 | 0.00013837 | 0 | 7.745e-05 | 0 | 7.6449e-05 | 0 | 0 | 0 | 0.00077745 | 0.0005372 | 0.00013837 | 0 | 7.745e-05 | 0.0015305 | 19553.5491
85516 | ltg_0001 | LED Lighting | FALSE | 0.55867 | Healthcare | GA, Bibb County | 30001_40000 | Multizone CAV/VAV | gen4_led | Georgia | 20.9353 | F: Buildings with Electric Resistance Multizone Systems | 0.00013547 | 0.00016233 | 0 | 0 | 0 | 0.00069096 | 0.00042825 | 0.00016004 | 0 | 3.8872e-05 | 0 | 7.8665e-05 | 0 | 0 | 0 | 0.00069096 | 0.00050692 | 0.00016004 | 0 | 3.8872e-05 | 0.0013968 | 19553.5491
118031 | ltg_0001 | LED Lighting | TRUE | 1.6423 | Healthcare | GA, Bibb County | 200001_400000 | Multizone CAV/VAV | gen2_t8_halogen | Georgia | 31.8548 | D: Buildings with Hydronically Heated Multizone Systems | 0.0049148 | 0.0056034 | 0 | 0 | 0 | 0.021636 | 0.01188 | 0.0037564 | 0.00022353 | 0.001189 | 0.012169 | 0.00081126 | 0.0018883 | 0 | 0 | 0.033805 | 0.012691 | 0.0037564 | 0.00022353 | 0.0030773 | 0.053553 | 492703.8098
118034 | ltg_0001 | LED Lighting | TRUE | 3.1561 | Healthcare | GA, Bibb County | 150001_200000 | Multizone CAV/VAV | gen2_t8_halogen | Georgia | 46.2454 | D: Buildings with Hydronically Heated Multizone Systems | 0.0074419 | 0.0082252 | 0 | 0 | 0 | 0.025402 | 0.014279 | 0.0043908 | 0.00044778 | 0.0013644 | 0.033428 | 0.0058735 | 0.0019673 | 0 | 0 | 0.05883 | 0.020152 | 0.0043908 | 0.00044778 | 0.0033317 | 0.087152 | 552310.6467
55331 | ppl_0001 | Electric Kitchen Equipment | FALSE | 2.9731 | Healthcare | GA, Bibb County | 1001_3000 | Multizone CAV/VAV | gen2_t8_halogen | Georgia | 29.1986 | F: Buildings with Electric Resistance Multizone Systems | 5.899e-05 | 6.9337e-05 | 0 | 0 | 0 | 0.00031273 | 0.00013115 | 9.9529e-05 | 0 | 2.4911e-05 | 0 | 2.4065e-05 | 0 | 0 | 0 | 0.00031273 | 0.00015521 | 9.9529e-05 | 0 | 2.4911e-05 | 0.00059241 | 5946.1444
55336 | ppl_0001 | Electric Kitchen Equipment | FALSE | 2.9148 | Healthcare | GA, Bibb County | 3001_8000 | Multizone CAV/VAV | gen2_t8_halogen | Georgia | 22.1813 | F: Buildings with Electric Resistance Multizone Systems | 0.00012087 | 0.00014164 | 0 | 0 | 0 | 0.00063053 | 0.00029804 | 0.00017858 | 0 | 4.9811e-05 | 0 | 5.6386e-05 | 0 | 0 | 0 | 0.00063053 | 0.00035442 | 0.00017858 | 0 | 4.9811e-05 | 0.0012133 | 16031.2716
84868 | ppl_0001 | Electric Kitchen Equipment | FALSE | 3.2114 | Healthcare | GA, Bibb County | 12001_30000 | Multizone CAV/VAV | gen2_t8_halogen | Georgia | 31.594 | F: Buildings with Electric Resistance Multizone Systems | 0.0007607 | 0.00085187 | 0 | 0 | 0 | 0.0044555 | 0.0015152 | 0.00087234 | 0 | 0.00015 | 0 | 0.00027724 | 0 | 0 | 0 | 0.0044555 | 0.0017924 | 0.00087234 | 0 | 0.00015 | 0.0072703 | 67440.2615
84869 | ppl_0001 | Electric Kitchen Equipment | FALSE | 1.9554 | Healthcare | GA, Bibb County | 8001_12000 | Multizone CAV/VAV | gen2_t8_halogen | Georgia | 23.8858 | F: Buildings with Electric Resistance Multizone Systems | 0.00016281 | 0.00018591 | 0 | 0 | 0 | 0.0007707 | 0.00046075 | 0.00020829 | 0 | 7.745e-05 | 0 | 7.6449e-05 | 0 | 0 | 0 | 0.0007707 | 0.0005372 | 0.00020829 | 0 | 7.745e-05 | 0.0015937 | 19553.5491
85516 | ppl_0001 | Electric Kitchen Equipment | FALSE | 0.55867 | Healthcare | GA, Bibb County | 30001_40000 | Multizone CAV/VAV | gen4_led | Georgia | 20.9353 | F: Buildings with Electric Resistance Multizone Systems | 0.00013547 | 0.00016233 | 0 | 0 | 0 | 0.00069096 | 0.00042825 | 0.00016004 | 0 | 3.8872e-05 | 0 | 7.8665e-05 | 0 | 0 | 0 | 0.00069096 | 0.00050692 | 0.00016004 | 0 | 3.8872e-05 | 0.0013968 | 19553.5491
118031 | ppl_0001 | Electric Kitchen Equipment | TRUE | 1.6423 | Healthcare | GA, Bibb County | 200001_400000 | Multizone CAV/VAV | gen2_t8_halogen | Georgia | 32.7359 | D: Buildings with Hydronically Heated Multizone Systems | 0.0051062 | 0.0059178 | 0 | 0 | 0 | 0.022092 | 0.012561 | 0.0067368 | 0.00022389 | 0.0011852 | 0.010348 | 0 | 0.0018883 | 0 | 0 | 0.03244 | 0.012561 | 0.0067368 | 0.00022389 | 0.0030735 | 0.055035 | 492703.8098
118034 | ppl_0001 | Electric Kitchen Equipment | TRUE | 3.1561 | Healthcare | GA, Bibb County | 150001_200000 | Multizone CAV/VAV | gen2_t8_halogen | Georgia | 45.8456 | D: Buildings with Hydronically Heated Multizone Systems | 0.0075109 | 0.0085402 | 0 | 0 | 0 | 0.025722 | 0.017476 | 0.0078524 | 0.00044613 | 0.0013644 | 0.031571 | 0 | 0.0019673 | 0 | 0 | 0.057293 | 0.017476 | 0.0078524 | 0.00044613 | 0.0033316 | 0.086399 | 552310.6467
55331 | dr_0001 | Demand Flexibility, Thermostat Control, Load Shed for Daily Bldg Peak Reduction | FALSE | 2.9731 | Healthcare | GA, Bibb County | 1001_3000 | Multizone CAV/VAV | gen2_t8_halogen | Georgia | 29.1986 | F: Buildings with Electric Resistance Multizone Systems | 5.899e-05 | 6.9337e-05 | 0 | 0 | 0 | 0.00031273 | 0.00013115 | 9.9529e-05 | 0 | 2.4911e-05 | 0 | 2.4065e-05 | 0 | 0 | 0 | 0.00031273 | 0.00015521 | 9.9529e-05 | 0 | 2.4911e-05 | 0.00059241 | 5946.1444
55336 | dr_0001 | Demand Flexibility, Thermostat Control, Load Shed for Daily Bldg Peak Reduction | FALSE | 2.9148 | Healthcare | GA, Bibb County | 3001_8000 | Multizone CAV/VAV | gen2_t8_halogen | Georgia | 22.1813 | F: Buildings with Electric Resistance Multizone Systems | 0.00012087 | 0.00014164 | 0 | 0 | 0 | 0.00063053 | 0.00029804 | 0.00017858 | 0 | 4.9811e-05 | 0 | 5.6386e-05 | 0 | 0 | 0 | 0.00063053 | 0.00035442 | 0.00017858 | 0 | 4.9811e-05 | 0.0012133 | 16031.2716
84868 | dr_0001 | Demand Flexibility, Thermostat Control, Load Shed for Daily Bldg Peak Reduction | FALSE | 3.2114 | Healthcare | GA, Bibb County | 12001_30000 | Multizone CAV/VAV | gen2_t8_halogen | Georgia | 31.594 | F: Buildings with Electric Resistance Multizone Systems | 0.0007607 | 0.00085187 | 0 | 0 | 0 | 0.0044555 | 0.0015152 | 0.00087234 | 0 | 0.00015 | 0 | 0.00027724 | 0 | 0 | 0 | 0.0044555 | 0.0017924 | 0.00087234 | 0 | 0.00015 | 0.0072703 | 67440.2615
84869 | dr_0001 | Demand Flexibility, Thermostat Control, Load Shed for Daily Bldg Peak Reduction | FALSE | 1.9554 | Healthcare | GA, Bibb County | 8001_12000 | Multizone CAV/VAV | gen2_t8_halogen | Georgia | 23.8858 | F: Buildings with Electric Resistance Multizone Systems | 0.00016281 | 0.00018591 | 0 | 0 | 0 | 0.0007707 | 0.00046075 | 0.00020829 | 0 | 7.745e-05 | 0 | 7.6449e-05 | 0 | 0 | 0 | 0.0007707 | 0.0005372 | 0.00020829 | 0 | 7.745e-05 | 0.0015937 | 19553.5491
85516 | dr_0001 | Demand Flexibility, Thermostat Control, Load Shed for Daily Bldg Peak Reduction | FALSE | 0.55867 | Healthcare | GA, Bibb County | 30001_40000 | Multizone CAV/VAV | gen4_led | Georgia | 20.9353 | F: Buildings with Electric Resistance Multizone Systems | 0.00013547 | 0.00016233 | 0 | 0 | 0 | 0.00069096 | 0.00042825 | 0.00016004 | 0 | 3.8872e-05 | 0 | 7.8665e-05 | 0 | 0 | 0 | 0.00069096 | 0.00050692 | 0.00016004 | 0 | 3.8872e-05 | 0.0013968 | 19553.5491
118031 | dr_0001 | Demand Flexibility, Thermostat Control, Load Shed for Daily Bldg Peak Reduction | FALSE | 1.6423 | Healthcare | GA, Bibb County | 200001_400000 | Multizone CAV/VAV | gen2_t8_halogen | Georgia | 32.8306 | D: Buildings with Hydronically Heated Multizone Systems | 0.0050996 | 0.0058925 | 0 | 0 | 0 | 0.022086 | 0.01188 | 0.0067368 | 0.00022383 | 0.0011857 | 0.010383 | 0.00081126 | 0.0018883 | 0 | 0 | 0.032468 | 0.012691 | 0.0067368 | 0.00022383 | 0.0030741 | 0.055194 | 492703.8098
118034 | dr_0001 | Demand Flexibility, Thermostat Control, Load Shed for Daily Bldg Peak Reduction | FALSE | 3.1561 | Healthcare | GA, Bibb County | 150001_200000 | Multizone CAV/VAV | gen2_t8_halogen | Georgia | 47.1624 | D: Buildings with Hydronically Heated Multizone Systems | 0.0076435 | 0.0085427 | 0 | 0 | 0 | 0.025799 | 0.014279 | 0.0078524 | 0.0004482 | 0.0013641 | 0.031298 | 0.0058735 | 0.0019673 | 0 | 0 | 0.057096 | 0.020152 | 0.0078524 | 0.0004482 | 0.0033314 | 0.088881 | 552310.6467
55331 | dr_0002 | Demand Flexibility, Thermostat Control, Load Shift for Daily Bldg Peak Reduction | FALSE | 2.9731 | Healthcare | GA, Bibb County | 1001_3000 | Multizone CAV/VAV | gen2_t8_halogen | Georgia | 29.1986 | F: Buildings with Electric Resistance Multizone Systems | 5.899e-05 | 6.9337e-05 | 0 | 0 | 0 | 0.00031273 | 0.00013115 | 9.9529e-05 | 0 | 2.4911e-05 | 0 | 2.4065e-05 | 0 | 0 | 0 | 0.00031273 | 0.00015521 | 9.9529e-05 | 0 | 2.4911e-05 | 0.00059241 | 5946.1444
55336 | dr_0002 | Demand Flexibility, Thermostat Control, Load Shift for Daily Bldg Peak Reduction | FALSE | 2.9148 | Healthcare | GA, Bibb County | 3001_8000 | Multizone CAV/VAV | gen2_t8_halogen | Georgia | 22.1813 | F: Buildings with Electric Resistance Multizone Systems | 0.00012087 | 0.00014164 | 0 | 0 | 0 | 0.00063053 | 0.00029804 | 0.00017858 | 0 | 4.9811e-05 | 0 | 5.6386e-05 | 0 | 0 | 0 | 0.00063053 | 0.00035442 | 0.00017858 | 0 | 4.9811e-05 | 0.0012133 | 16031.2716
84868 | dr_0002 | Demand Flexibility, Thermostat Control, Load Shift for Daily Bldg Peak Reduction | FALSE | 3.2114 | Healthcare | GA, Bibb County | 12001_30000 | Multizone CAV/VAV | gen2_t8_halogen | Georgia | 31.594 | F: Buildings with Electric Resistance Multizone Systems | 0.0007607 | 0.00085187 | 0 | 0 | 0 | 0.0044555 | 0.0015152 | 0.00087234 | 0 | 0.00015 | 0 | 0.00027724 | 0 | 0 | 0 | 0.0044555 | 0.0017924 | 0.00087234 | 0 | 0.00015 | 0.0072703 | 67440.2615
84869 | dr_0002 | Demand Flexibility, Thermostat Control, Load Shift for Daily Bldg Peak Reduction | FALSE | 1.9554 | Healthcare | GA, Bibb County | 8001_12000 | Multizone CAV/VAV | gen2_t8_halogen | Georgia | 23.8858 | F: Buildings with Electric Resistance Multizone Systems | 0.00016281 | 0.00018591 | 0 | 0 | 0 | 0.0007707 | 0.00046075 | 0.00020829 | 0 | 7.745e-05 | 0 | 7.6449e-05 | 0 | 0 | 0 | 0.0007707 | 0.0005372 | 0.00020829 | 0 | 7.745e-05 | 0.0015937 | 19553.5491
85516 | dr_0002 | Demand Flexibility, Thermostat Control, Load Shift for Daily Bldg Peak Reduction | FALSE | 0.55867 | Healthcare | GA, Bibb County | 30001_40000 | Multizone CAV/VAV | gen4_led | Georgia | 20.9353 | F: Buildings with Electric Resistance Multizone Systems | 0.00013547 | 0.00016233 | 0 | 0 | 0 | 0.00069096 | 0.00042825 | 0.00016004 | 0 | 3.8872e-05 | 0 | 7.8665e-05 | 0 | 0 | 0 | 0.00069096 | 0.00050692 | 0.00016004 | 0 | 3.8872e-05 | 0.0013968 | 19553.5491
118031 | dr_0002 | Demand Flexibility, Thermostat Control, Load Shift for Daily Bldg Peak Reduction | FALSE | 1.6423 | Healthcare | GA, Bibb County | 200001_400000 | Multizone CAV/VAV | gen2_t8_halogen | Georgia | 32.8306 | D: Buildings with Hydronically Heated Multizone Systems | 0.0050996 | 0.0058925 | 0 | 0 | 0 | 0.022086 | 0.01188 | 0.0067368 | 0.00022383 | 0.0011857 | 0.010383 | 0.00081126 | 0.0018883 | 0 | 0 | 0.032468 | 0.012691 | 0.0067368 | 0.00022383 | 0.0030741 | 0.055194 | 492703.8098
118034 | dr_0002 | Demand Flexibility, Thermostat Control, Load Shift for Daily Bldg Peak Reduction | FALSE | 3.1561 | Healthcare | GA, Bibb County | 150001_200000 | Multizone CAV/VAV | gen2_t8_halogen | Georgia | 47.1624 | D: Buildings with Hydronically Heated Multizone Systems | 0.0076435 | 0.0085427 | 0 | 0 | 0 | 0.025799 | 0.014279 | 0.0078524 | 0.0004482 | 0.0013641 | 0.031298 | 0.0058735 | 0.0019673 | 0 | 0 | 0.057096 | 0.020152 | 0.0078524 | 0.0004482 | 0.0033314 | 0.088881 | 552310.6467
55331 | dr_0003 | Demand Flexibility, Lighting Control, Load Shed for Daily Bldg Peak Reduction | FALSE | 2.9731 | Healthcare | GA, Bibb County | 1001_3000 | Multizone CAV/VAV | gen2_t8_halogen | Georgia | 29.1986 | F: Buildings with Electric Resistance Multizone Systems | 5.899e-05 | 6.9337e-05 | 0 | 0 | 0 | 0.00031273 | 0.00013115 | 9.9529e-05 | 0 | 2.4911e-05 | 0 | 2.4065e-05 | 0 | 0 | 0 | 0.00031273 | 0.00015521 | 9.9529e-05 | 0 | 2.4911e-05 | 0.00059241 | 5946.1444
55336 | dr_0003 | Demand Flexibility, Lighting Control, Load Shed for Daily Bldg Peak Reduction | FALSE | 2.9148 | Healthcare | GA, Bibb County | 3001_8000 | Multizone CAV/VAV | gen2_t8_halogen | Georgia | 22.1813 | F: Buildings with Electric Resistance Multizone Systems | 0.00012087 | 0.00014164 | 0 | 0 | 0 | 0.00063053 | 0.00029804 | 0.00017858 | 0 | 4.9811e-05 | 0 | 5.6386e-05 | 0 | 0 | 0 | 0.00063053 | 0.00035442 | 0.00017858 | 0 | 4.9811e-05 | 0.0012133 | 16031.2716
84868 | dr_0003 | Demand Flexibility, Lighting Control, Load Shed for Daily Bldg Peak Reduction | FALSE | 3.2114 | Healthcare | GA, Bibb County | 12001_30000 | Multizone CAV/VAV | gen2_t8_halogen | Georgia | 31.594 | F: Buildings with Electric Resistance Multizone Systems | 0.0007607 | 0.00085187 | 0 | 0 | 0 | 0.0044555 | 0.0015152 | 0.00087234 | 0 | 0.00015 | 0 | 0.00027724 | 0 | 0 | 0 | 0.0044555 | 0.0017924 | 0.00087234 | 0 | 0.00015 | 0.0072703 | 67440.2615
84869 | dr_0003 | Demand Flexibility, Lighting Control, Load Shed for Daily Bldg Peak Reduction | FALSE | 1.9554 | Healthcare | GA, Bibb County | 8001_12000 | Multizone CAV/VAV | gen2_t8_halogen | Georgia | 23.8858 | F: Buildings with Electric Resistance Multizone Systems | 0.00016281 | 0.00018591 | 0 | 0 | 0 | 0.0007707 | 0.00046075 | 0.00020829 | 0 | 7.745e-05 | 0 | 7.6449e-05 | 0 | 0 | 0 | 0.0007707 | 0.0005372 | 0.00020829 | 0 | 7.745e-05 | 0.0015937 | 19553.5491
85516 | dr_0003 | Demand Flexibility, Lighting Control, Load Shed for Daily Bldg Peak Reduction | FALSE | 0.55867 | Healthcare | GA, Bibb County | 30001_40000 | Multizone CAV/VAV | gen4_led | Georgia | 20.9353 | F: Buildings with Electric Resistance Multizone Systems | 0.00013547 | 0.00016233 | 0 | 0 | 0 | 0.00069096 | 0.00042825 | 0.00016004 | 0 | 3.8872e-05 | 0 | 7.8665e-05 | 0 | 0 | 0 | 0.00069096 | 0.00050692 | 0.00016004 | 0 | 3.8872e-05 | 0.0013968 | 19553.5491
118031 | dr_0003 | Demand Flexibility, Lighting Control, Load Shed for Daily Bldg Peak Reduction | FALSE | 1.6423 | Healthcare | GA, Bibb County | 200001_400000 | Multizone CAV/VAV | gen2_t8_halogen | Georgia | 32.8306 | D: Buildings with Hydronically Heated Multizone Systems | 0.0050996 | 0.0058925 | 0 | 0 | 0 | 0.022086 | 0.01188 | 0.0067368 | 0.00022383 | 0.0011857 | 0.010383 | 0.00081126 | 0.0018883 | 0 | 0 | 0.032468 | 0.012691 | 0.0067368 | 0.00022383 | 0.0030741 | 0.055194 | 492703.8098
118034 | dr_0003 | Demand Flexibility, Lighting Control, Load Shed for Daily Bldg Peak Reduction | FALSE | 3.1561 | Healthcare | GA, Bibb County | 150001_200000 | Multizone CAV/VAV | gen2_t8_halogen | Georgia | 47.1624 | D: Buildings with Hydronically Heated Multizone Systems | 0.0076435 | 0.0085427 | 0 | 0 | 0 | 0.025799 | 0.014279 | 0.0078524 | 0.0004482 | 0.0013641 | 0.031298 | 0.0058735 | 0.0019673 | 0 | 0 | 0.057096 | 0.020152 | 0.0078524 | 0.0004482 | 0.0033314 | 0.088881 | 552310.6467
55331 | dr_0004 | Demand Flexibility, Lighting Control, Load Shed for Daily GHG Emission Reduction | FALSE | 2.9731 | Healthcare | GA, Bibb County | 1001_3000 | Multizone CAV/VAV | gen2_t8_halogen | Georgia | 29.1986 | F: Buildings with Electric Resistance Multizone Systems | 5.899e-05 | 6.9337e-05 | 0 | 0 | 0 | 0.00031273 | 0.00013115 | 9.9529e-05 | 0 | 2.4911e-05 | 0 | 2.4065e-05 | 0 | 0 | 0 | 0.00031273 | 0.00015521 | 9.9529e-05 | 0 | 2.4911e-05 | 0.00059241 | 5946.1444
55336 | dr_0004 | Demand Flexibility, Lighting Control, Load Shed for Daily GHG Emission Reduction | FALSE | 2.9148 | Healthcare | GA, Bibb County | 3001_8000 | Multizone CAV/VAV | gen2_t8_halogen | Georgia | 22.1813 | F: Buildings with Electric Resistance Multizone Systems | 0.00012087 | 0.00014164 | 0 | 0 | 0 | 0.00063053 | 0.00029804 | 0.00017858 | 0 | 4.9811e-05 | 0 | 5.6386e-05 | 0 | 0 | 0 | 0.00063053 | 0.00035442 | 0.00017858 | 0 | 4.9811e-05 | 0.0012133 | 16031.2716
84868 | dr_0004 | Demand Flexibility, Lighting Control, Load Shed for Daily GHG Emission Reduction | FALSE | 3.2114 | Healthcare | GA, Bibb County | 12001_30000 | Multizone CAV/VAV | gen2_t8_halogen | Georgia | 31.594 | F: Buildings with Electric Resistance Multizone Systems | 0.0007607 | 0.00085187 | 0 | 0 | 0 | 0.0044555 | 0.0015152 | 0.00087234 | 0 | 0.00015 | 0 | 0.00027724 | 0 | 0 | 0 | 0.0044555 | 0.0017924 | 0.00087234 | 0 | 0.00015 | 0.0072703 | 67440.2615
84869 | dr_0004 | Demand Flexibility, Lighting Control, Load Shed for Daily GHG Emission Reduction | FALSE | 1.9554 | Healthcare | GA, Bibb County | 8001_12000 | Multizone CAV/VAV | gen2_t8_halogen | Georgia | 23.8858 | F: Buildings with Electric Resistance Multizone Systems | 0.00016281 | 0.00018591 | 0 | 0 | 0 | 0.0007707 | 0.00046075 | 0.00020829 | 0 | 7.745e-05 | 0 | 7.6449e-05 | 0 | 0 | 0 | 0.0007707 | 0.0005372 | 0.00020829 | 0 | 7.745e-05 | 0.0015937 | 19553.5491
85516 | dr_0004 | Demand Flexibility, Lighting Control, Load Shed for Daily GHG Emission Reduction | FALSE | 0.55867 | Healthcare | GA, Bibb County | 30001_40000 | Multizone CAV/VAV | gen4_led | Georgia | 20.9353 | F: Buildings with Electric Resistance Multizone Systems | 0.00013547 | 0.00016233 | 0 | 0 | 0 | 0.00069096 | 0.00042825 | 0.00016004 | 0 | 3.8872e-05 | 0 | 7.8665e-05 | 0 | 0 | 0 | 0.00069096 | 0.00050692 | 0.00016004 | 0 | 3.8872e-05 | 0.0013968 | 19553.5491
118031 | dr_0004 | Demand Flexibility, Lighting Control, Load Shed for Daily GHG Emission Reduction | FALSE | 1.6423 | Healthcare | GA, Bibb County | 200001_400000 | Multizone CAV/VAV | gen2_t8_halogen | Georgia | 32.8306 | D: Buildings with Hydronically Heated Multizone Systems | 0.0050996 | 0.0058925 | 0 | 0 | 0 | 0.022086 | 0.01188 | 0.0067368 | 0.00022383 | 0.0011857 | 0.010383 | 0.00081126 | 0.0018883 | 0 | 0 | 0.032468 | 0.012691 | 0.0067368 | 0.00022383 | 0.0030741 | 0.055194 | 492703.8098
118034 | dr_0004 | Demand Flexibility, Lighting Control, Load Shed for Daily GHG Emission Reduction | FALSE | 3.1561 | Healthcare | GA, Bibb County | 150001_200000 | Multizone CAV/VAV | gen2_t8_halogen | Georgia | 47.1624 | D: Buildings with Hydronically Heated Multizone Systems | 0.0076435 | 0.0085427 | 0 | 0 | 0 | 0.025799 | 0.014279 | 0.0078524 | 0.0004482 | 0.0013641 | 0.031298 | 0.0058735 | 0.0019673 | 0 | 0 | 0.057096 | 0.020152 | 0.0078524 | 0.0004482 | 0.0033314 | 0.088881 | 552310.6467
55331 | pkg_0001 | Package 1, Wall & Roof Insulation + New Windows | TRUE | 2.9731 | Healthcare | GA, Bibb County | 1001_3000 | Multizone CAV/VAV | gen2_t8_halogen | Georgia | 26.7708 | F: Buildings with Electric Resistance Multizone Systems | 5.3755e-05 | 6.3466e-05 | 0 | 0 | 0 | 0.00026348 | 0.00013115 | 9.9529e-05 | 0 | 2.4911e-05 | 0 | 2.4065e-05 | 0 | 0 | 0 | 0.00026348 | 0.00015521 | 9.9529e-05 | 0 | 2.4911e-05 | 0.00054316 | 5946.1444
55336 | pkg_0001 | Package 1, Wall & Roof Insulation + New Windows | TRUE | 2.9148 | Healthcare | GA, Bibb County | 3001_8000 | Multizone CAV/VAV | gen2_t8_halogen | Georgia | 19.097 | F: Buildings with Electric Resistance Multizone Systems | 0.00010184 | 0.00012153 | 0 | 0 | 0 | 0.00046181 | 0.00029804 | 0.00017858 | 0 | 4.9811e-05 | 0 | 5.6386e-05 | 0 | 0 | 0 | 0.00046181 | 0.00035442 | 0.00017858 | 0 | 4.9811e-05 | 0.0010446 | 16031.2716
84868 | pkg_0001 | Package 1, Wall & Roof Insulation + New Windows | TRUE | 3.2114 | Healthcare | GA, Bibb County | 12001_30000 | Multizone CAV/VAV | gen2_t8_halogen | Georgia | 30.1714 | F: Buildings with Electric Resistance Multizone Systems | 0.00072282 | 0.00081286 | 0 | 0 | 0 | 0.0041281 | 0.0015152 | 0.00087234 | 0 | 0.00015 | 0 | 0.00027724 | 0 | 0 | 0 | 0.0041281 | 0.0017924 | 0.00087234 | 0 | 0.00015 | 0.0069429 | 67440.2615
84869 | pkg_0001 | Package 1, Wall & Roof Insulation + New Windows | TRUE | 1.9554 | Healthcare | GA, Bibb County | 8001_12000 | Multizone CAV/VAV | gen2_t8_halogen | Georgia | 23.58 | F: Buildings with Electric Resistance Multizone Systems | 0.00016031 | 0.00018348 | 0 | 0 | 0 | 0.0007503 | 0.00046075 | 0.00020829 | 0 | 7.745e-05 | 0 | 7.6449e-05 | 0 | 0 | 0 | 0.0007503 | 0.0005372 | 0.00020829 | 0 | 7.745e-05 | 0.0015732 | 19553.5491
85516 | pkg_0001 | Package 1, Wall & Roof Insulation + New Windows | TRUE | 0.55867 | Healthcare | GA, Bibb County | 30001_40000 | Multizone CAV/VAV | gen4_led | Georgia | 18.9872 | F: Buildings with Electric Resistance Multizone Systems | 0.00012121 | 0.00014685 | 0 | 0 | 0 | 0.00056099 | 0.00042825 | 0.00016004 | 0 | 3.8872e-05 | 0 | 7.8665e-05 | 0 | 0 | 0 | 0.00056099 | 0.00050692 | 0.00016004 | 0 | 3.8872e-05 | 0.0012668 | 19553.5491
118031 | pkg_0001 | Package 1, Wall & Roof Insulation + New Windows | TRUE | 1.6423 | Healthcare | GA, Bibb County | 200001_400000 | Multizone CAV/VAV | gen2_t8_halogen | Georgia | 31.3496 | D: Buildings with Hydronically Heated Multizone Systems | 0.0049324 | 0.0056939 | 0 | 0 | 0 | 0.021465 | 0.01188 | 0.0067368 | 0.00022302 | 0.0011927 | 0.0085074 | 0.00081126 | 0.0018883 | 0 | 0 | 0.029972 | 0.012691 | 0.0067368 | 0.00022302 | 0.003081 | 0.052704 | 492703.8098
118034 | pkg_0001 | Package 1, Wall & Roof Insulation + New Windows | TRUE | 3.1561 | Healthcare | GA, Bibb County | 150001_200000 | Multizone CAV/VAV | gen2_t8_halogen | Georgia | 47.6014 | D: Buildings with Hydronically Heated Multizone Systems | 0.0077011 | 0.0085496 | 0 | 0 | 0 | 0.024874 | 0.014279 | 0.0078524 | 0.00044694 | 0.0013656 | 0.033049 | 0.0058735 | 0.0019672 | 0 | 0 | 0.057923 | 0.020152 | 0.0078524 | 0.00044694 | 0.0033329 | 0.089708 | 552310.6467
55331 | pkg_0002 | Package 2, LED Lighting + Variable Speed HP RTU or HP Boilers | TRUE | 2.9731 | Healthcare | GA, Bibb County | 1001_3000 | Multizone CAV/VAV | gen2_t8_halogen | Georgia | 28.1556 | F: Buildings with Electric Resistance Multizone Systems | 5.7519e-05 | 6.6817e-05 | 0 | 0 | 0 | 0.00031561 | 0.00013115 | 7.5521e-05 | 0 | 2.4911e-05 | 0 | 2.4065e-05 | 0 | 0 | 0 | 0.00031561 | 0.00015521 | 7.5521e-05 | 0 | 2.4911e-05 | 0.00057125 | 5946.1444
55336 | pkg_0002 | Package 2, LED Lighting + Variable Speed HP RTU or HP Boilers | TRUE | 2.9148 | Healthcare | GA, Bibb County | 3001_8000 | Multizone CAV/VAV | gen2_t8_halogen | Georgia | 21.4303 | F: Buildings with Electric Resistance Multizone Systems | 0.00011794 | 0.00013674 | 0 | 0 | 0 | 0.00063928 | 0.00029804 | 0.00012874 | 0 | 4.9811e-05 | 0 | 5.6386e-05 | 0 | 0 | 0 | 0.00063928 | 0.00035442 | 0.00012874 | 0 | 4.9811e-05 | 0.0011723 | 16031.2716
84868 | pkg_0002 | Package 2, LED Lighting + Variable Speed HP RTU or HP Boilers | TRUE | 3.2114 | Healthcare | GA, Bibb County | 12001_30000 | Multizone CAV/VAV | gen2_t8_halogen | Georgia | 30.4987 | F: Buildings with Electric Resistance Multizone Systems | 0.0007391 | 0.00082183 | 0 | 0 | 0 | 0.0044872 | 0.0015152 | 0.00058859 | 0 | 0.00015 | 0 | 0.00027724 | 0 | 0 | 0 | 0.0044872 | 0.0017924 | 0.00058859 | 0 | 0.00015 | 0.0070182 | 67440.2615
84869 | pkg_0002 | Package 2, LED Lighting + Variable Speed HP RTU or HP Boilers | TRUE | 1.9554 | Healthcare | GA, Bibb County | 8001_12000 | Multizone CAV/VAV | gen2_t8_halogen | Georgia | 22.9389 | F: Buildings with Electric Resistance Multizone Systems | 0.00015838 | 0.00017838 | 0 | 0 | 0 | 0.00077745 | 0.00046075 | 0.00013837 | 0 | 7.745e-05 | 0 | 7.6449e-05 | 0 | 0 | 0 | 0.00077745 | 0.0005372 | 0.00013837 | 0 | 7.745e-05 | 0.0015305 | 19553.5491
85516 | pkg_0002 | Package 2, LED Lighting + Variable Speed HP RTU or HP Boilers | FALSE | 0.55867 | Healthcare | GA, Bibb County | 30001_40000 | Multizone CAV/VAV | gen4_led | Georgia | 20.9353 | F: Buildings with Electric Resistance Multizone Systems | 0.00013547 | 0.00016233 | 0 | 0 | 0 | 0.00069096 | 0.00042825 | 0.00016004 | 0 | 3.8872e-05 | 0 | 7.8665e-05 | 0 | 0 | 0 | 0.00069096 | 0.00050692 | 0.00016004 | 0 | 3.8872e-05 | 0.0013968 | 19553.5491
118031 | pkg_0002 | Package 2, LED Lighting + Variable Speed HP RTU or HP Boilers | TRUE | 1.6423 | Healthcare | GA, Bibb County | 200001_400000 | Multizone CAV/VAV | gen2_t8_halogen | Georgia | 26.716 | D: Buildings with Hydronically Heated Multizone Systems | 0.0045463 | 0.005211 | 0 | 0 | 0 | 0.025166 | 0.01188 | 0.0037564 | 0.00022353 | 0.0011888 | 0 | 0.00081126 | 0.0018883 | 0 | 0 | 0.025166 | 0.012691 | 0.0037564 | 0.00022353 | 0.0030772 | 0.044914 | 492703.8098
118034 | pkg_0002 | Package 2, LED Lighting + Variable Speed HP RTU or HP Boilers | TRUE | 3.1561 | Healthcare | GA, Bibb County | 150001_200000 | Multizone CAV/VAV | gen2_t8_halogen | Georgia | 32.7072 | D: Buildings with Hydronically Heated Multizone Systems | 0.0061434 | 0.0069349 | 0 | 0 | 0 | 0.033316 | 0.014279 | 0.0043908 | 0.00044778 | 0.0013646 | 0 | 0.0058735 | 0.0019673 | 0 | 0 | 0.033316 | 0.020152 | 0.0043908 | 0.00044778 | 0.0033319 | 0.061639 | 552310.6467
55331 | pkg_0003 | Package 3, LED Lighting + Standard Performance HP RTU or HP Boilers | TRUE | 2.9731 | Healthcare | GA, Bibb County | 1001_3000 | Multizone CAV/VAV | gen2_t8_halogen | Georgia | 28.1556 | F: Buildings with Electric Resistance Multizone Systems | 5.7519e-05 | 6.6817e-05 | 0 | 0 | 0 | 0.00031561 | 0.00013115 | 7.5521e-05 | 0 | 2.4911e-05 | 0 | 2.4065e-05 | 0 | 0 | 0 | 0.00031561 | 0.00015521 | 7.5521e-05 | 0 | 2.4911e-05 | 0.00057125 | 5946.1444
55336 | pkg_0003 | Package 3, LED Lighting + Standard Performance HP RTU or HP Boilers | TRUE | 2.9148 | Healthcare | GA, Bibb County | 3001_8000 | Multizone CAV/VAV | gen2_t8_halogen | Georgia | 21.4303 | F: Buildings with Electric Resistance Multizone Systems | 0.00011794 | 0.00013674 | 0 | 0 | 0 | 0.00063928 | 0.00029804 | 0.00012874 | 0 | 4.9811e-05 | 0 | 5.6386e-05 | 0 | 0 | 0 | 0.00063928 | 0.00035442 | 0.00012874 | 0 | 4.9811e-05 | 0.0011723 | 16031.2716
84868 | pkg_0003 | Package 3, LED Lighting + Standard Performance HP RTU or HP Boilers | TRUE | 3.2114 | Healthcare | GA, Bibb County | 12001_30000 | Multizone CAV/VAV | gen2_t8_halogen | Georgia | 30.4987 | F: Buildings with Electric Resistance Multizone Systems | 0.0007391 | 0.00082183 | 0 | 0 | 0 | 0.0044872 | 0.0015152 | 0.00058859 | 0 | 0.00015 | 0 | 0.00027724 | 0 | 0 | 0 | 0.0044872 | 0.0017924 | 0.00058859 | 0 | 0.00015 | 0.0070182 | 67440.2615
84869 | pkg_0003 | Package 3, LED Lighting + Standard Performance HP RTU or HP Boilers | TRUE | 1.9554 | Healthcare | GA, Bibb County | 8001_12000 | Multizone CAV/VAV | gen2_t8_halogen | Georgia | 22.9389 | F: Buildings with Electric Resistance Multizone Systems | 0.00015838 | 0.00017838 | 0 | 0 | 0 | 0.00077745 | 0.00046075 | 0.00013837 | 0 | 7.745e-05 | 0 | 7.6449e-05 | 0 | 0 | 0 | 0.00077745 | 0.0005372 | 0.00013837 | 0 | 7.745e-05 | 0.0015305 | 19553.5491
85516 | pkg_0003 | Package 3, LED Lighting + Standard Performance HP RTU or HP Boilers | FALSE | 0.55867 | Healthcare | GA, Bibb County | 30001_40000 | Multizone CAV/VAV | gen4_led | Georgia | 20.9353 | F: Buildings with Electric Resistance Multizone Systems | 0.00013547 | 0.00016233 | 0 | 0 | 0 | 0.00069096 | 0.00042825 | 0.00016004 | 0 | 3.8872e-05 | 0 | 7.8665e-05 | 0 | 0 | 0 | 0.00069096 | 0.00050692 | 0.00016004 | 0 | 3.8872e-05 | 0.0013968 | 19553.5491
118031 | pkg_0003 | Package 3, LED Lighting + Standard Performance HP RTU or HP Boilers | TRUE | 1.6423 | Healthcare | GA, Bibb County | 200001_400000 | Multizone CAV/VAV | gen2_t8_halogen | Georgia | 26.716 | D: Buildings with Hydronically Heated Multizone Systems | 0.0045463 | 0.005211 | 0 | 0 | 0 | 0.025166 | 0.01188 | 0.0037564 | 0.00022353 | 0.0011888 | 0 | 0.00081126 | 0.0018883 | 0 | 0 | 0.025166 | 0.012691 | 0.0037564 | 0.00022353 | 0.0030772 | 0.044914 | 492703.8098
118034 | pkg_0003 | Package 3, LED Lighting + Standard Performance HP RTU or HP Boilers | TRUE | 3.1561 | Healthcare | GA, Bibb County | 150001_200000 | Multizone CAV/VAV | gen2_t8_halogen | Georgia | 32.7066 | D: Buildings with Hydronically Heated Multizone Systems | 0.0061432 | 0.0069347 | 0 | 0 | 0 | 0.033315 | 0.014279 | 0.0043908 | 0.00044778 | 0.0013647 | 0 | 0.0058735 | 0.0019673 | 0 | 0 | 0.033315 | 0.020152 | 0.0043908 | 0.00044778 | 0.003332 | 0.061638 | 552310.6467
55331 | pkg_0004 | Package 4, Package 1 + Package 2 | TRUE | 2.9731 | Healthcare | GA, Bibb County | 1001_3000 | Multizone CAV/VAV | gen2_t8_halogen | Georgia | 25.8167 | F: Buildings with Electric Resistance Multizone Systems | 5.24e-05 | 6.1162e-05 | 0 | 0 | 0 | 0.00026815 | 0.00013115 | 7.5521e-05 | 0 | 2.4911e-05 | 0 | 2.4065e-05 | 0 | 0 | 0 | 0.00026815 | 0.00015521 | 7.5521e-05 | 0 | 2.4911e-05 | 0.0005238 | 5946.1444
55336 | pkg_0004 | Package 4, Package 1 + Package 2 | TRUE | 2.9148 | Healthcare | GA, Bibb County | 3001_8000 | Multizone CAV/VAV | gen2_t8_halogen | Georgia | 18.3369 | F: Buildings with Electric Resistance Multizone Systems | 9.86e-05 | 0.00011658 | 0 | 0 | 0 | 0.00047004 | 0.00029804 | 0.00012874 | 0 | 4.9811e-05 | 0 | 5.6386e-05 | 0 | 0 | 0 | 0.00047004 | 0.00035442 | 0.00012874 | 0 | 4.9811e-05 | 0.001003 | 16031.2716
84868 | pkg_0004 | Package 4, Package 1 + Package 2 | TRUE | 3.2114 | Healthcare | GA, Bibb County | 12001_30000 | Multizone CAV/VAV | gen2_t8_halogen | Georgia | 28.975 | F: Buildings with Electric Resistance Multizone Systems | 0.00069848 | 0.00078005 | 0 | 0 | 0 | 0.0041365 | 0.0015152 | 0.00058859 | 0 | 0.00015 | 0 | 0.00027724 | 0 | 0 | 0 | 0.0041365 | 0.0017924 | 0.00058859 | 0 | 0.00015 | 0.0066676 | 67440.2615
84869 | pkg_0004 | Package 4, Package 1 + Package 2 | TRUE | 1.9554 | Healthcare | GA, Bibb County | 8001_12000 | Multizone CAV/VAV | gen2_t8_halogen | Georgia | 22.6233 | F: Buildings with Electric Resistance Multizone Systems | 0.00015576 | 0.00017587 | 0 | 0 | 0 | 0.00075639 | 0.00046075 | 0.00013837 | 0 | 7.745e-05 | 0 | 7.6449e-05 | 0 | 0 | 0 | 0.00075639 | 0.0005372 | 0.00013837 | 0 | 7.745e-05 | 0.0015094 | 19553.5491
85516 | pkg_0004 | Package 4, Package 1 + Package 2 | TRUE | 0.55867 | Healthcare | GA, Bibb County | 30001_40000 | Multizone CAV/VAV | gen4_led | Georgia | 18.9872 | F: Buildings with Electric Resistance Multizone Systems | 0.00012121 | 0.00014685 | 0 | 0 | 0 | 0.00056099 | 0.00042825 | 0.00016004 | 0 | 3.8872e-05 | 0 | 7.8665e-05 | 0 | 0 | 0 | 0.00056099 | 0.00050692 | 0.00016004 | 0 | 3.8872e-05 | 0.0012668 | 19553.5491
118031 | pkg_0004 | Package 4, Package 1 + Package 2 | TRUE | 1.6423 | Healthcare | GA, Bibb County | 200001_400000 | Multizone CAV/VAV | gen2_t8_halogen | Georgia | 26.1039 | D: Buildings with Hydronically Heated Multizone Systems | 0.0044234 | 0.0050884 | 0 | 0 | 0 | 0.02413 | 0.01188 | 0.0037564 | 0.00022258 | 0.0011969 | 0 | 0.00081126 | 0.0018883 | 0 | 0 | 0.02413 | 0.012691 | 0.0037564 | 0.00022258 | 0.0030852 | 0.043885 | 492703.8098
118034 | pkg_0004 | Package 4, Package 1 + Package 2 | TRUE | 3.1561 | Healthcare | GA, Bibb County | 150001_200000 | Multizone CAV/VAV | gen2_t8_halogen | Georgia | 32.5646 | D: Buildings with Hydronically Heated Multizone Systems | 0.0061116 | 0.0069028 | 0 | 0 | 0 | 0.033048 | 0.014279 | 0.0043908 | 0.0004461 | 0.0013658 | 0 | 0.0058735 | 0.0019673 | 0 | 0 | 0.033048 | 0.020152 | 0.0043908 | 0.0004461 | 0.0033331 | 0.06137 | 552310.6467
55331 | pkg_0005 | Package 5, Variable Speed HP RTU or HP Boilers + Economizer + DCV + Energy Recovery | TRUE | 2.9731 | Healthcare | GA, Bibb County | 1001_3000 | Multizone CAV/VAV | gen2_t8_halogen | Georgia | 28.1431 | F: Buildings with Electric Resistance Multizone Systems | 5.6401e-05 | 6.6785e-05 | 0 | 0 | 0 | 0.00029135 | 0.00013115 | 9.9529e-05 | 0 | 2.4911e-05 | 0 | 2.4065e-05 | 0 | 0 | 0 | 0.00029135 | 0.00015521 | 9.9529e-05 | 0 | 2.4911e-05 | 0.000571 | 5946.1444
55336 | pkg_0005 | Package 5, Variable Speed HP RTU or HP Boilers + Economizer + DCV + Energy Recovery | TRUE | 2.9148 | Healthcare | GA, Bibb County | 3001_8000 | Multizone CAV/VAV | gen2_t8_halogen | Georgia | 20.7616 | F: Buildings with Electric Resistance Multizone Systems | 0.00011135 | 0.00013239 | 0 | 0 | 0 | 0.00055287 | 0.00029804 | 0.00017858 | 0 | 4.9811e-05 | 0 | 5.6386e-05 | 0 | 0 | 0 | 0.00055287 | 0.00035442 | 0.00017858 | 0 | 4.9811e-05 | 0.0011357 | 16031.2716
84868 | pkg_0005 | Package 5, Variable Speed HP RTU or HP Boilers + Economizer + DCV + Energy Recovery | TRUE | 3.2114 | Healthcare | GA, Bibb County | 12001_30000 | Multizone CAV/VAV | gen2_t8_halogen | Georgia | 30.9876 | F: Buildings with Electric Resistance Multizone Systems | 0.0007461 | 0.00083524 | 0 | 0 | 0 | 0.0043159 | 0.0015152 | 0.00087234 | 0 | 0.00015 | 0 | 0.00027724 | 0 | 0 | 0 | 0.0043159 | 0.0017924 | 0.00087234 | 0 | 0.00015 | 0.0071307 | 67440.2615
84869 | pkg_0005 | Package 5, Variable Speed HP RTU or HP Boilers + Economizer + DCV + Energy Recovery | TRUE | 1.9554 | Healthcare | GA, Bibb County | 8001_12000 | Multizone CAV/VAV | gen2_t8_halogen | Georgia | 22.2464 | F: Buildings with Electric Resistance Multizone Systems | 0.00014945 | 0.00017287 | 0 | 0 | 0 | 0.00066132 | 0.00046075 | 0.00020829 | 0 | 7.745e-05 | 0 | 7.6449e-05 | 0 | 0 | 0 | 0.00066132 | 0.0005372 | 0.00020829 | 0 | 7.745e-05 | 0.0014843 | 19553.5491
85516 | pkg_0005 | Package 5, Variable Speed HP RTU or HP Boilers + Economizer + DCV + Energy Recovery | TRUE | 0.55867 | Healthcare | GA, Bibb County | 30001_40000 | Multizone CAV/VAV | gen4_led | Georgia | 19.4082 | F: Buildings with Electric Resistance Multizone Systems | 0.00012274 | 0.00015019 | 0 | 0 | 0 | 0.00058908 | 0.00042825 | 0.00016004 | 0 | 3.8872e-05 | 0 | 7.8665e-05 | 0 | 0 | 0 | 0.00058908 | 0.00050692 | 0.00016004 | 0 | 3.8872e-05 | 0.0012949 | 19553.5491
118031 | pkg_0005 | Package 5, Variable Speed HP RTU or HP Boilers + Economizer + DCV + Energy Recovery | TRUE | 1.6423 | Healthcare | GA, Bibb County | 200001_400000 | Multizone CAV/VAV | gen2_t8_halogen | Georgia | 27.5469 | D: Buildings with Hydronically Heated Multizone Systems | 0.0046218 | 0.0053775 | 0 | 0 | 0 | 0.023587 | 0.01188 | 0.0067368 | 0.00022383 | 0.0011847 | 0 | 0.00081126 | 0.0018883 | 0 | 0 | 0.023587 | 0.012691 | 0.0067368 | 0.00022383 | 0.003073 | 0.046311 | 492703.8098
118034 | pkg_0005 | Package 5, Variable Speed HP RTU or HP Boilers + Economizer + DCV + Energy Recovery | TRUE | 3.1561 | Healthcare | GA, Bibb County | 150001_200000 | Multizone CAV/VAV | gen2_t8_halogen | Georgia | 34.1861 | D: Buildings with Hydronically Heated Multizone Systems | 0.0063785 | 0.007267 | 0 | 0 | 0 | 0.032642 | 0.014279 | 0.0078524 | 0.0004482 | 0.0013641 | 0 | 0.0058735 | 0.0019673 | 0 | 0 | 0.032642 | 0.020152 | 0.0078524 | 0.0004482 | 0.0033314 | 0.064426 | 552310.6467
55331 | pkg_0006 | Comprehensive Geothermal Heat Pump Package, Hydronic GHP, Packaged GHP, or Console GHP | TRUE | 2.9731 | Healthcare | GA, Bibb County | 1001_3000 | Multizone CAV/VAV | gen2_t8_halogen | Georgia | 20.1403 | F: Buildings with Electric Resistance Multizone Systems | 3.6688e-05 | 4.7436e-05 | 0 | 0 | 0 | 0.00012895 | 0.00013115 | 9.9529e-05 | 0 | 2.4911e-05 | 0 | 2.4065e-05 | 0 | 0 | 0 | 0.00012895 | 0.00015521 | 9.9529e-05 | 0 | 2.4911e-05 | 0.00040863 | 5946.1444
55336 | pkg_0006 | Comprehensive Geothermal Heat Pump Package, Hydronic GHP, Packaged GHP, or Console GHP | TRUE | 2.9148 | Healthcare | GA, Bibb County | 3001_8000 | Multizone CAV/VAV | gen2_t8_halogen | Georgia | 15.6182 | F: Buildings with Electric Resistance Multizone Systems | 7.4986e-05 | 9.8857e-05 | 0 | 0 | 0 | 0.00027152 | 0.00029804 | 0.00017858 | 0 | 4.9811e-05 | 0 | 5.6386e-05 | 0 | 0 | 0 | 0.00027152 | 0.00035442 | 0.00017858 | 0 | 4.9811e-05 | 0.00085433 | 16031.2716
84868 | pkg_0006 | Comprehensive Geothermal Heat Pump Package, Hydronic GHP, Packaged GHP, or Console GHP | TRUE | 3.2114 | Healthcare | GA, Bibb County | 12001_30000 | Multizone CAV/VAV | gen2_t8_halogen | Georgia | 24.3454 | F: Buildings with Electric Resistance Multizone Systems | 0.00058431 | 0.0006531 | 0 | 0 | 0 | 0.0027875 | 0.0015152 | 0.00087234 | 0 | 0.00015 | 0 | 0.00027724 | 0 | 0 | 0 | 0.0027875 | 0.0017924 | 0.00087234 | 0 | 0.00015 | 0.0056023 | 67440.2615
84869 | pkg_0006 | Comprehensive Geothermal Heat Pump Package, Hydronic GHP, Packaged GHP, or Console GHP | TRUE | 1.9554 | Healthcare | GA, Bibb County | 8001_12000 | Multizone CAV/VAV | gen2_t8_halogen | Georgia | 20.2158 | F: Buildings with Electric Resistance Multizone Systems | 0.00013581 | 0.00015673 | 0 | 0 | 0 | 0.00052582 | 0.00046075 | 0.00020829 | 0 | 7.745e-05 | 0 | 7.6449e-05 | 0 | 0 | 0 | 0.00052582 | 0.0005372 | 0.00020829 | 0 | 7.745e-05 | 0.0013488 | 19553.5491
85516 | pkg_0006 | Comprehensive Geothermal Heat Pump Package, Hydronic GHP, Packaged GHP, or Console GHP | TRUE | 0.55867 | Healthcare | GA, Bibb County | 30001_40000 | Multizone CAV/VAV | gen4_led | Georgia | 16.2429 | F: Buildings with Electric Resistance Multizone Systems | 9.5062e-05 | 0.00012503 | 0 | 0 | 0 | 0.00037789 | 0.00042825 | 0.00016004 | 0 | 3.8872e-05 | 0 | 7.8665e-05 | 0 | 0 | 0 | 0.00037789 | 0.00050692 | 0.00016004 | 0 | 3.8872e-05 | 0.0010837 | 19553.5491
118031 | pkg_0006 | Comprehensive Geothermal Heat Pump Package, Hydronic GHP, Packaged GHP, or Console GHP | TRUE | 1.6423 | Healthcare | GA, Bibb County | 200001_400000 | Multizone CAV/VAV | gen2_t8_halogen | Georgia | 24.4348 | D: Buildings with Hydronically Heated Multizone Systems | 0.0040253 | 0.004754 | 0 | 0 | 0 | 0.018426 | 0.01188 | 0.0067368 | 0.0002263 | 0.0011108 | 0 | 0.00081126 | 0.0018885 | 0 | 0 | 0.018426 | 0.012691 | 0.0067368 | 0.0002263 | 0.0029993 | 0.041079 | 492703.8098
118034 | pkg_0006 | Comprehensive Geothermal Heat Pump Package, Hydronic GHP, Packaged GHP, or Console GHP | TRUE | 3.1561 | Healthcare | GA, Bibb County | 150001_200000 | Multizone CAV/VAV | gen2_t8_halogen | Georgia | 27.4434 | D: Buildings with Hydronically Heated Multizone Systems | 0.0048444 | 0.0057527 | 0 | 0 | 0 | 0.019928 | 0.014279 | 0.0078524 | 0.00045547 | 0.0013635 | 0 | 0.0058735 | 0.0019673 | 0 | 0 | 0.019928 | 0.020152 | 0.0078524 | 0.00045547 | 0.0033308 | 0.051719 | 552310.6467
55331 | pkg_0007 | Package 6, Demand Flexibility, Lighting + Thermostat Control, Load Shed for Daily Bldg Peak Reduction | FALSE | 2.9731 | Healthcare | GA, Bibb County | 1001_3000 | Multizone CAV/VAV | gen2_t8_halogen | Georgia | 29.1986 | F: Buildings with Electric Resistance Multizone Systems | 5.899e-05 | 6.9337e-05 | 0 | 0 | 0 | 0.00031273 | 0.00013115 | 9.9529e-05 | 0 | 2.4911e-05 | 0 | 2.4065e-05 | 0 | 0 | 0 | 0.00031273 | 0.00015521 | 9.9529e-05 | 0 | 2.4911e-05 | 0.00059241 | 5946.1444
55336 | pkg_0007 | Package 6, Demand Flexibility, Lighting + Thermostat Control, Load Shed for Daily Bldg Peak Reduction | FALSE | 2.9148 | Healthcare | GA, Bibb County | 3001_8000 | Multizone CAV/VAV | gen2_t8_halogen | Georgia | 22.1813 | F: Buildings with Electric Resistance Multizone Systems | 0.00012087 | 0.00014164 | 0 | 0 | 0 | 0.00063053 | 0.00029804 | 0.00017858 | 0 | 4.9811e-05 | 0 | 5.6386e-05 | 0 | 0 | 0 | 0.00063053 | 0.00035442 | 0.00017858 | 0 | 4.9811e-05 | 0.0012133 | 16031.2716
84868 | pkg_0007 | Package 6, Demand Flexibility, Lighting + Thermostat Control, Load Shed for Daily Bldg Peak Reduction | FALSE | 3.2114 | Healthcare | GA, Bibb County | 12001_30000 | Multizone CAV/VAV | gen2_t8_halogen | Georgia | 31.594 | F: Buildings with Electric Resistance Multizone Systems | 0.0007607 | 0.00085187 | 0 | 0 | 0 | 0.0044555 | 0.0015152 | 0.00087234 | 0 | 0.00015 | 0 | 0.00027724 | 0 | 0 | 0 | 0.0044555 | 0.0017924 | 0.00087234 | 0 | 0.00015 | 0.0072703 | 67440.2615
84869 | pkg_0007 | Package 6, Demand Flexibility, Lighting + Thermostat Control, Load Shed for Daily Bldg Peak Reduction | FALSE | 1.9554 | Healthcare | GA, Bibb County | 8001_12000 | Multizone CAV/VAV | gen2_t8_halogen | Georgia | 23.8858 | F: Buildings with Electric Resistance Multizone Systems | 0.00016281 | 0.00018591 | 0 | 0 | 0 | 0.0007707 | 0.00046075 | 0.00020829 | 0 | 7.745e-05 | 0 | 7.6449e-05 | 0 | 0 | 0 | 0.0007707 | 0.0005372 | 0.00020829 | 0 | 7.745e-05 | 0.0015937 | 19553.5491
85516 | pkg_0007 | Package 6, Demand Flexibility, Lighting + Thermostat Control, Load Shed for Daily Bldg Peak Reduction | FALSE | 0.55867 | Healthcare | GA, Bibb County | 30001_40000 | Multizone CAV/VAV | gen4_led | Georgia | 20.9353 | F: Buildings with Electric Resistance Multizone Systems | 0.00013547 | 0.00016233 | 0 | 0 | 0 | 0.00069096 | 0.00042825 | 0.00016004 | 0 | 3.8872e-05 | 0 | 7.8665e-05 | 0 | 0 | 0 | 0.00069096 | 0.00050692 | 0.00016004 | 0 | 3.8872e-05 | 0.0013968 | 19553.5491
118031 | pkg_0007 | Package 6, Demand Flexibility, Lighting + Thermostat Control, Load Shed for Daily Bldg Peak Reduction | FALSE | 1.6423 | Healthcare | GA, Bibb County | 200001_400000 | Multizone CAV/VAV | gen2_t8_halogen | Georgia | 32.8306 | D: Buildings with Hydronically Heated Multizone Systems | 0.0050996 | 0.0058925 | 0 | 0 | 0 | 0.022086 | 0.01188 | 0.0067368 | 0.00022383 | 0.0011857 | 0.010383 | 0.00081126 | 0.0018883 | 0 | 0 | 0.032468 | 0.012691 | 0.0067368 | 0.00022383 | 0.0030741 | 0.055194 | 492703.8098
118034 | pkg_0007 | Package 6, Demand Flexibility, Lighting + Thermostat Control, Load Shed for Daily Bldg Peak Reduction | FALSE | 3.1561 | Healthcare | GA, Bibb County | 150001_200000 | Multizone CAV/VAV | gen2_t8_halogen | Georgia | 47.1624 | D: Buildings with Hydronically Heated Multizone Systems | 0.0076435 | 0.0085427 | 0 | 0 | 0 | 0.025799 | 0.014279 | 0.0078524 | 0.0004482 | 0.0013641 | 0.031298 | 0.0058735 | 0.0019673 | 0 | 0 | 0.057096 | 0.020152 | 0.0078524 | 0.0004482 | 0.0033314 | 0.088881 | 552310.6467
85523 | env_0001 | Wall Insulation | TRUE | 0.58939 | Healthcare | GA, Butts County | 40001_52000 | Multizone CAV/VAV | gen4_led | Georgia | 18.3797 | F: Buildings with Electric Resistance Multizone Systems | 0.0001563 | 0.00019709 | 0 | 0 | 0 | 0.00069878 | 0.00064937 | 0.00017808 | 0 | 6.8344e-05 | 0 | 0.00010573 | 0 | 0 | 0 | 0.00069878 | 0.0007551 | 0.00017808 | 0 | 6.8344e-05 | 0.0017003 | 27112.0252
108929 | env_0001 | Wall Insulation | TRUE | 8.0877 | Healthcare | GA, Butts County | _1000 | Small Packaged Unit | gen2_t8_halogen | Georgia | 40.3472 | A: Non Food-Service Buildings with Small Packaged Units | 0.00011226 | 0.00013087 | 0 | 0 | 0 | 0.00068846 | 0.00019172 | 0.00015423 | 0 | 4.4308e-05 | 0 | 3.4726e-05 | 0 | 0 | 0 | 0.00068846 | 0.00022645 | 0.00015423 | 0 | 4.4308e-05 | 0.0011134 | 8087.7382
140948 | env_0001 | Wall Insulation | TRUE | 1.7872 | Healthcare | GA, Butts County | 52001_64000 | Multizone CAV/VAV | gen2_t8_halogen | Georgia | 26.3722 | F: Buildings with Electric Resistance Multizone Systems | 0.00090228 | 0.0010913 | 0 | 0 | 0 | 0.0055359 | 0.0020772 | 0.0011411 | 0 | 0.00018608 | 0 | 0.00038774 | 0 | 0 | 0 | 0.0055359 | 0.0024649 | 0.0011411 | 0 | 0.00018608 | 0.0093279 | 103660.1967
85523 | env_0002 | Roof Insulation | TRUE | 0.58939 | Healthcare | GA, Butts County | 40001_52000 | Multizone CAV/VAV | gen4_led | Georgia | 18.6562 | F: Buildings with Electric Resistance Multizone Systems | 0.00015905 | 0.00020013 | 0 | 0 | 0 | 0.00072436 | 0.00064937 | 0.00017808 | 0 | 6.8344e-05 | 0 | 0.00010573 | 0 | 0 | 0 | 0.00072436 | 0.0007551 | 0.00017808 | 0 | 6.8344e-05 | 0.0017259 | 27112.0252
108929 | env_0002 | Roof Insulation | TRUE | 8.0877 | Healthcare | GA, Butts County | _1000 | Small Packaged Unit | gen2_t8_halogen | Georgia | 41.1611 | A: Non Food-Service Buildings with Small Packaged Units | 0.00011469 | 0.00013354 | 0 | 0 | 0 | 0.00071092 | 0.00019172 | 0.00015423 | 0 | 4.4308e-05 | 0 | 3.4726e-05 | 0 | 0 | 0 | 0.00071092 | 0.00022645 | 0.00015423 | 0 | 4.4308e-05 | 0.0011359 | 8087.7382
140948 | env_0002 | Roof Insulation | TRUE | 1.7872 | Healthcare | GA, Butts County | 52001_64000 | Multizone CAV/VAV | gen2_t8_halogen | Georgia | 25.549 | F: Buildings with Electric Resistance Multizone Systems | 0.00087129 | 0.0010566 | 0 | 0 | 0 | 0.0052447 | 0.0020772 | 0.0011411 | 0 | 0.00018608 | 0 | 0.00038774 | 0 | 0 | 0 | 0.0052447 | 0.0024649 | 0.0011411 | 0 | 0.00018608 | 0.0090368 | 103660.1967
85523 | env_0003 | Secondary Windows | TRUE | 0.58939 | Healthcare | GA, Butts County | 40001_52000 | Multizone CAV/VAV | gen4_led | Georgia | 18.6651 | F: Buildings with Electric Resistance Multizone Systems | 0.00015917 | 0.00020023 | 0 | 0 | 0 | 0.00072518 | 0.00064937 | 0.00017808 | 0 | 6.8344e-05 | 0 | 0.00010573 | 0 | 0 | 0 | 0.00072518 | 0.0007551 | 0.00017808 | 0 | 6.8344e-05 | 0.0017267 | 27112.0252
108929 | env_0003 | Secondary Windows | TRUE | 8.0877 | Healthcare | GA, Butts County | _1000 | Small Packaged Unit | gen2_t8_halogen | Georgia | 41.7167 | A: Non Food-Service Buildings with Small Packaged Units | 0.00011613 | 0.00013537 | 0 | 0 | 0 | 0.00072625 | 0.00019172 | 0.00015423 | 0 | 4.4308e-05 | 0 | 3.4726e-05 | 0 | 0 | 0 | 0.00072625 | 0.00022645 | 0.00015423 | 0 | 4.4308e-05 | 0.0011512 | 8087.7382
140948 | env_0003 | Secondary Windows | TRUE | 1.7872 | Healthcare | GA, Butts County | 52001_64000 | Multizone CAV/VAV | gen2_t8_halogen | Georgia | 26.6694 | F: Buildings with Electric Resistance Multizone Systems | 0.00091469 | 0.0011038 | 0 | 0 | 0 | 0.005641 | 0.0020772 | 0.0011411 | 0 | 0.00018608 | 0 | 0.00038774 | 0 | 0 | 0 | 0.005641 | 0.0024649 | 0.0011411 | 0 | 0.00018608 | 0.0094331 | 103660.1967
85523 | env_0004 | Window Film | TRUE | 0.58939 | Healthcare | GA, Butts County | 40001_52000 | Multizone CAV/VAV | gen4_led | Georgia | 18.6626 | F: Buildings with Electric Resistance Multizone Systems | 0.00015918 | 0.00020021 | 0 | 0 | 0 | 0.00072495 | 0.00064937 | 0.00017808 | 0 | 6.8344e-05 | 0 | 0.00010573 | 0 | 0 | 0 | 0.00072495 | 0.0007551 | 0.00017808 | 0 | 6.8344e-05 | 0.0017265 | 27112.0252
108929 | env_0004 | Window Film | TRUE | 8.0877 | Healthcare | GA, Butts County | _1000 | Small Packaged Unit | gen2_t8_halogen | Georgia | 41.5583 | A: Non Food-Service Buildings with Small Packaged Units | 0.00011589 | 0.00013485 | 0 | 0 | 0 | 0.00072188 | 0.00019172 | 0.00015423 | 0 | 4.4308e-05 | 0 | 3.4726e-05 | 0 | 0 | 0 | 0.00072188 | 0.00022645 | 0.00015423 | 0 | 4.4308e-05 | 0.0011469 | 8087.7382
140948 | env_0004 | Window Film | TRUE | 1.7872 | Healthcare | GA, Butts County | 52001_64000 | Multizone CAV/VAV | gen2_t8_halogen | Georgia | 26.6715 | F: Buildings with Electric Resistance Multizone Systems | 0.00091602 | 0.0011039 | 0 | 0 | 0 | 0.0056417 | 0.0020772 | 0.0011411 | 0 | 0.00018608 | 0 | 0.00038774 | 0 | 0 | 0 | 0.0056417 | 0.0024649 | 0.0011411 | 0 | 0.00018608 | 0.0094338 | 103660.1967
85523 | env_0005 | New Windows | TRUE | 0.58939 | Healthcare | GA, Butts County | 40001_52000 | Multizone CAV/VAV | gen4_led | Georgia | 18.6559 | F: Buildings with Electric Resistance Multizone Systems | 0.00015912 | 0.00020013 | 0 | 0 | 0 | 0.00072434 | 0.00064937 | 0.00017808 | 0 | 6.8344e-05 | 0 | 0.00010573 | 0 | 0 | 0 | 0.00072434 | 0.0007551 | 0.00017808 | 0 | 6.8344e-05 | 0.0017259 | 27112.0252
108929 | env_0005 | New Windows | TRUE | 8.0877 | Healthcare | GA, Butts County | _1000 | Small Packaged Unit | gen2_t8_halogen | Georgia | 41.4167 | A: Non Food-Service Buildings with Small Packaged Units | 0.00011549 | 0.00013439 | 0 | 0 | 0 | 0.00071797 | 0.00019172 | 0.00015423 | 0 | 4.4308e-05 | 0 | 3.4726e-05 | 0 | 0 | 0 | 0.00071797 | 0.00022645 | 0.00015423 | 0 | 4.4308e-05 | 0.001143 | 8087.7382
140948 | env_0005 | New Windows | TRUE | 1.7872 | Healthcare | GA, Butts County | 52001_64000 | Multizone CAV/VAV | gen2_t8_halogen | Georgia | 26.6207 | F: Buildings with Electric Resistance Multizone Systems | 0.00091241 | 0.0011018 | 0 | 0 | 0 | 0.0056238 | 0.0020772 | 0.0011411 | 0 | 0.00018608 | 0 | 0.00038774 | 0 | 0 | 0 | 0.0056238 | 0.0024649 | 0.0011411 | 0 | 0.00018608 | 0.0094158 | 103660.1967
85523 | hvac_0001 | HP Boiler, Electric Backup | FALSE | 0.58939 | Healthcare | GA, Butts County | 40001_52000 | Multizone CAV/VAV | gen4_led | Georgia | 18.6994 | F: Buildings with Electric Resistance Multizone Systems | 0.00015944 | 0.00020061 | 0 | 0 | 0 | 0.00072835 | 0.00064937 | 0.00017808 | 0 | 6.8344e-05 | 0 | 0.00010573 | 0 | 0 | 0 | 0.00072835 | 0.0007551 | 0.00017808 | 0 | 6.8344e-05 | 0.0017299 | 27112.0252
108929 | hvac_0001 | HP Boiler, Electric Backup | FALSE | 8.0877 | Healthcare | GA, Butts County | _1000 | Small Packaged Unit | gen2_t8_halogen | Georgia | 41.8861 | A: Non Food-Service Buildings with Small Packaged Units | 0.00011649 | 0.00013593 | 0 | 0 | 0 | 0.00073092 | 0.00019172 | 0.00015423 | 0 | 4.4308e-05 | 0 | 3.4726e-05 | 0 | 0 | 0 | 0.00073092 | 0.00022645 | 0.00015423 | 0 | 4.4308e-05 | 0.0011559 | 8087.7382
140948 | hvac_0001 | HP Boiler, Electric Backup | FALSE | 1.7872 | Healthcare | GA, Butts County | 52001_64000 | Multizone CAV/VAV | gen2_t8_halogen | Georgia | 26.7009 | F: Buildings with Electric Resistance Multizone Systems | 0.00091594 | 0.0011051 | 0 | 0 | 0 | 0.0056521 | 0.0020772 | 0.0011411 | 0 | 0.00018608 | 0 | 0.00038774 | 0 | 0 | 0 | 0.0056521 | 0.0024649 | 0.0011411 | 0 | 0.00018608 | 0.0094442 | 103660.1967
85523 | hvac_0002 | HP Boiler, Gas Backup | FALSE | 0.58939 | Healthcare | GA, Butts County | 40001_52000 | Multizone CAV/VAV | gen4_led | Georgia | 18.6994 | F: Buildings with Electric Resistance Multizone Systems | 0.00015944 | 0.00020061 | 0 | 0 | 0 | 0.00072835 | 0.00064937 | 0.00017808 | 0 | 6.8344e-05 | 0 | 0.00010573 | 0 | 0 | 0 | 0.00072835 | 0.0007551 | 0.00017808 | 0 | 6.8344e-05 | 0.0017299 | 27112.0252
108929 | hvac_0002 | HP Boiler, Gas Backup | FALSE | 8.0877 | Healthcare | GA, Butts County | _1000 | Small Packaged Unit | gen2_t8_halogen | Georgia | 41.8861 | A: Non Food-Service Buildings with Small Packaged Units | 0.00011649 | 0.00013593 | 0 | 0 | 0 | 0.00073092 | 0.00019172 | 0.00015423 | 0 | 4.4308e-05 | 0 | 3.4726e-05 | 0 | 0 | 0 | 0.00073092 | 0.00022645 | 0.00015423 | 0 | 4.4308e-05 | 0.0011559 | 8087.7382
140948 | hvac_0002 | HP Boiler, Gas Backup | FALSE | 1.7872 | Healthcare | GA, Butts County | 52001_64000 | Multizone CAV/VAV | gen2_t8_halogen | Georgia | 26.7009 | F: Buildings with Electric Resistance Multizone Systems | 0.00091594 | 0.0011051 | 0 | 0 | 0 | 0.0056521 | 0.0020772 | 0.0011411 | 0 | 0.00018608 | 0 | 0.00038774 | 0 | 0 | 0 | 0.0056521 | 0.0024649 | 0.0011411 | 0 | 0.00018608 | 0.0094442 | 103660.1967
85523 | hvac_0003 | DOAS HP Minisplits | FALSE | 0.58939 | Healthcare | GA, Butts County | 40001_52000 | Multizone CAV/VAV | gen4_led | Georgia | 18.6994 | F: Buildings with Electric Resistance Multizone Systems | 0.00015944 | 0.00020061 | 0 | 0 | 0 | 0.00072835 | 0.00064937 | 0.00017808 | 0 | 6.8344e-05 | 0 | 0.00010573 | 0 | 0 | 0 | 0.00072835 | 0.0007551 | 0.00017808 | 0 | 6.8344e-05 | 0.0017299 | 27112.0252
108929 | hvac_0003 | DOAS HP Minisplits | FALSE | 8.0877 | Healthcare | GA, Butts County | _1000 | Small Packaged Unit | gen2_t8_halogen | Georgia | 41.8861 | A: Non Food-Service Buildings with Small Packaged Units | 0.00011649 | 0.00013593 | 0 | 0 | 0 | 0.00073092 | 0.00019172 | 0.00015423 | 0 | 4.4308e-05 | 0 | 3.4726e-05 | 0 | 0 | 0 | 0.00073092 | 0.00022645 | 0.00015423 | 0 | 4.4308e-05 | 0.0011559 | 8087.7382
140948 | hvac_0003 | DOAS HP Minisplits | FALSE | 1.7872 | Healthcare | GA, Butts County | 52001_64000 | Multizone CAV/VAV | gen2_t8_halogen | Georgia | 26.7009 | F: Buildings with Electric Resistance Multizone Systems | 0.00091594 | 0.0011051 | 0 | 0 | 0 | 0.0056521 | 0.0020772 | 0.0011411 | 0 | 0.00018608 | 0 | 0.00038774 | 0 | 0 | 0 | 0.0056521 | 0.0024649 | 0.0011411 | 0 | 0.00018608 | 0.0094442 | 103660.1967
85523 | hvac_0004 | Variable Speed HP RTU, Original Heating Fuel Backup | FALSE | 0.58939 | Healthcare | GA, Butts County | 40001_52000 | Multizone CAV/VAV | gen4_led | Georgia | 18.6994 | F: Buildings with Electric Resistance Multizone Systems | 0.00015944 | 0.00020061 | 0 | 0 | 0 | 0.00072835 | 0.00064937 | 0.00017808 | 0 | 6.8344e-05 | 0 | 0.00010573 | 0 | 0 | 0 | 0.00072835 | 0.0007551 | 0.00017808 | 0 | 6.8344e-05 | 0.0017299 | 27112.0252
108929 | hvac_0004 | Variable Speed HP RTU, Original Heating Fuel Backup | FALSE | 8.0877 | Healthcare | GA, Butts County | _1000 | Small Packaged Unit | gen2_t8_halogen | Georgia | 41.8861 | A: Non Food-Service Buildings with Small Packaged Units | 0.00011649 | 0.00013593 | 0 | 0 | 0 | 0.00073092 | 0.00019172 | 0.00015423 | 0 | 4.4308e-05 | 0 | 3.4726e-05 | 0 | 0 | 0 | 0.00073092 | 0.00022645 | 0.00015423 | 0 | 4.4308e-05 | 0.0011559 | 8087.7382
140948 | hvac_0004 | Variable Speed HP RTU, Original Heating Fuel Backup | FALSE | 1.7872 | Healthcare | GA, Butts County | 52001_64000 | Multizone CAV/VAV | gen2_t8_halogen | Georgia | 26.7009 | F: Buildings with Electric Resistance Multizone Systems | 0.00091594 | 0.0011051 | 0 | 0 | 0 | 0.0056521 | 0.0020772 | 0.0011411 | 0 | 0.00018608 | 0 | 0.00038774 | 0 | 0 | 0 | 0.0056521 | 0.0024649 | 0.0011411 | 0 | 0.00018608 | 0.0094442 | 103660.1967
85523 | hvac_0005 | Variable Speed HP RTU, Electric Backup | FALSE | 0.58939 | Healthcare | GA, Butts County | 40001_52000 | Multizone CAV/VAV | gen4_led | Georgia | 18.6994 | F: Buildings with Electric Resistance Multizone Systems | 0.00015944 | 0.00020061 | 0 | 0 | 0 | 0.00072835 | 0.00064937 | 0.00017808 | 0 | 6.8344e-05 | 0 | 0.00010573 | 0 | 0 | 0 | 0.00072835 | 0.0007551 | 0.00017808 | 0 | 6.8344e-05 | 0.0017299 | 27112.0252
108929 | hvac_0005 | Variable Speed HP RTU, Electric Backup | FALSE | 8.0877 | Healthcare | GA, Butts County | _1000 | Small Packaged Unit | gen2_t8_halogen | Georgia | 41.8861 | A: Non Food-Service Buildings with Small Packaged Units | 0.00011649 | 0.00013593 | 0 | 0 | 0 | 0.00073092 | 0.00019172 | 0.00015423 | 0 | 4.4308e-05 | 0 | 3.4726e-05 | 0 | 0 | 0 | 0.00073092 | 0.00022645 | 0.00015423 | 0 | 4.4308e-05 | 0.0011559 | 8087.7382
140948 | hvac_0005 | Variable Speed HP RTU, Electric Backup | FALSE | 1.7872 | Healthcare | GA, Butts County | 52001_64000 | Multizone CAV/VAV | gen2_t8_halogen | Georgia | 26.7009 | F: Buildings with Electric Resistance Multizone Systems | 0.00091594 | 0.0011051 | 0 | 0 | 0 | 0.0056521 | 0.0020772 | 0.0011411 | 0 | 0.00018608 | 0 | 0.00038774 | 0 | 0 | 0 | 0.0056521 | 0.0024649 | 0.0011411 | 0 | 0.00018608 | 0.0094442 | 103660.1967
85523 | hvac_0006 | VRF with DOAS | FALSE | 0.58939 | Healthcare | GA, Butts County | 40001_52000 | Multizone CAV/VAV | gen4_led | Georgia | 18.6994 | F: Buildings with Electric Resistance Multizone Systems | 0.00015944 | 0.00020061 | 0 | 0 | 0 | 0.00072835 | 0.00064937 | 0.00017808 | 0 | 6.8344e-05 | 0 | 0.00010573 | 0 | 0 | 0 | 0.00072835 | 0.0007551 | 0.00017808 | 0 | 6.8344e-05 | 0.0017299 | 27112.0252
108929 | hvac_0006 | VRF with DOAS | FALSE | 8.0877 | Healthcare | GA, Butts County | _1000 | Small Packaged Unit | gen2_t8_halogen | Georgia | 41.8861 | A: Non Food-Service Buildings with Small Packaged Units | 0.00011649 | 0.00013593 | 0 | 0 | 0 | 0.00073092 | 0.00019172 | 0.00015423 | 0 | 4.4308e-05 | 0 | 3.4726e-05 | 0 | 0 | 0 | 0.00073092 | 0.00022645 | 0.00015423 | 0 | 4.4308e-05 | 0.0011559 | 8087.7382
140948 | hvac_0006 | VRF with DOAS | FALSE | 1.7872 | Healthcare | GA, Butts County | 52001_64000 | Multizone CAV/VAV | gen2_t8_halogen | Georgia | 26.7009 | F: Buildings with Electric Resistance Multizone Systems | 0.00091594 | 0.0011051 | 0 | 0 | 0 | 0.0056521 | 0.0020772 | 0.0011411 | 0 | 0.00018608 | 0 | 0.00038774 | 0 | 0 | 0 | 0.0056521 | 0.0024649 | 0.0011411 | 0 | 0.00018608 | 0.0094442 | 103660.1967
85523 | hvac_0007 | Demand Control Ventilation | TRUE | 0.58939 | Healthcare | GA, Butts County | 40001_52000 | Multizone CAV/VAV | gen4_led | Georgia | 18.1122 | F: Buildings with Electric Resistance Multizone Systems | 0.00015515 | 0.00019414 | 0 | 0 | 0 | 0.00067403 | 0.00064937 | 0.00017808 | 0 | 6.8344e-05 | 0 | 0.00010573 | 0 | 0 | 0 | 0.00067403 | 0.0007551 | 0.00017808 | 0 | 6.8344e-05 | 0.0016756 | 27112.0252
108929 | hvac_0007 | Demand Control Ventilation | TRUE | 8.0877 | Healthcare | GA, Butts County | _1000 | Small Packaged Unit | gen2_t8_halogen | Georgia | 41.5611 | A: Non Food-Service Buildings with Small Packaged Units | 0.00011528 | 0.00013486 | 0 | 0 | 0 | 0.00072196 | 0.00019172 | 0.00015423 | 0 | 4.4308e-05 | 0 | 3.4726e-05 | 0 | 0 | 0 | 0.00072196 | 0.00022645 | 0.00015423 | 0 | 4.4308e-05 | 0.0011469 | 8087.7382
140948 | hvac_0007 | Demand Control Ventilation | TRUE | 1.7872 | Healthcare | GA, Butts County | 52001_64000 | Multizone CAV/VAV | gen2_t8_halogen | Georgia | 25.7992 | F: Buildings with Electric Resistance Multizone Systems | 0.00087437 | 0.0010671 | 0 | 0 | 0 | 0.0053332 | 0.0020772 | 0.0011411 | 0 | 0.00018608 | 0 | 0.00038774 | 0 | 0 | 0 | 0.0053332 | 0.0024649 | 0.0011411 | 0 | 0.00018608 | 0.0091253 | 103660.1967
85523 | hvac_0008 | Energy Recovery for AHUs | TRUE | 0.58939 | Healthcare | GA, Butts County | 40001_52000 | Multizone CAV/VAV | gen4_led | Georgia | 18.0844 | F: Buildings with Electric Resistance Multizone Systems | 0.00015462 | 0.00019383 | 0 | 0 | 0 | 0.00067146 | 0.00064937 | 0.00017808 | 0 | 6.8344e-05 | 0 | 0.00010573 | 0 | 0 | 0 | 0.00067146 | 0.0007551 | 0.00017808 | 0 | 6.8344e-05 | 0.001673 | 27112.0252
108929 | hvac_0008 | Energy Recovery for AHUs | TRUE | 8.0877 | Healthcare | GA, Butts County | _1000 | Small Packaged Unit | gen2_t8_halogen | Georgia | 41.3583 | A: Non Food-Service Buildings with Small Packaged Units | 0.00011495 | 0.00013419 | 0 | 0 | 0 | 0.00071636 | 0.00019172 | 0.00015423 | 0 | 4.4308e-05 | 0 | 3.4726e-05 | 0 | 0 | 0 | 0.00071636 | 0.00022645 | 0.00015423 | 0 | 4.4308e-05 | 0.0011413 | 8087.7382
140948 | hvac_0008 | Energy Recovery for AHUs | TRUE | 1.7872 | Healthcare | GA, Butts County | 52001_64000 | Multizone CAV/VAV | gen2_t8_halogen | Georgia | 25.6571 | F: Buildings with Electric Resistance Multizone Systems | 0.00086808 | 0.0010612 | 0 | 0 | 0 | 0.0052829 | 0.0020772 | 0.0011411 | 0 | 0.00018608 | 0 | 0.00038774 | 0 | 0 | 0 | 0.0052829 | 0.0024649 | 0.0011411 | 0 | 0.00018608 | 0.009075 | 103660.1967
85523 | hvac_0009 | Air Side Economizers for AHUs | TRUE | 0.58939 | Healthcare | GA, Butts County | 40001_52000 | Multizone CAV/VAV | gen4_led | Georgia | 18.5317 | F: Buildings with Electric Resistance Multizone Systems | 0.00015679 | 0.00019876 | 0 | 0 | 0 | 0.00071284 | 0.00064937 | 0.00017808 | 0 | 6.8344e-05 | 0 | 0.00010573 | 0 | 0 | 0 | 0.00071284 | 0.0007551 | 0.00017808 | 0 | 6.8344e-05 | 0.0017144 | 27112.0252
108929 | hvac_0009 | Air Side Economizers for AHUs | TRUE | 8.0877 | Healthcare | GA, Butts County | _1000 | Small Packaged Unit | gen2_t8_halogen | Georgia | 41.5806 | A: Non Food-Service Buildings with Small Packaged Units | 0.00011595 | 0.00013493 | 0 | 0 | 0 | 0.00072249 | 0.00019172 | 0.00015423 | 0 | 4.4308e-05 | 0 | 3.4726e-05 | 0 | 0 | 0 | 0.00072249 | 0.00022645 | 0.00015423 | 0 | 4.4308e-05 | 0.0011475 | 8087.7382
140948 | hvac_0009 | Air Side Economizers for AHUs | TRUE | 1.7872 | Healthcare | GA, Butts County | 52001_64000 | Multizone CAV/VAV | gen2_t8_halogen | Georgia | 26.6439 | F: Buildings with Electric Resistance Multizone Systems | 0.00091412 | 0.0011027 | 0 | 0 | 0 | 0.005632 | 0.0020772 | 0.0011411 | 0 | 0.00018608 | 0 | 0.00038774 | 0 | 0 | 0 | 0.005632 | 0.0024649 | 0.0011411 | 0 | 0.00018608 | 0.009424 | 103660.1967
85523 | hvac_0010 | VRF with DOAS, 25pct Heat Pump Upsizing Allowance | FALSE | 0.58939 | Healthcare | GA, Butts County | 40001_52000 | Multizone CAV/VAV | gen4_led | Georgia | 18.6994 | F: Buildings with Electric Resistance Multizone Systems | 0.00015944 | 0.00020061 | 0 | 0 | 0 | 0.00072835 | 0.00064937 | 0.00017808 | 0 | 6.8344e-05 | 0 | 0.00010573 | 0 | 0 | 0 | 0.00072835 | 0.0007551 | 0.00017808 | 0 | 6.8344e-05 | 0.0017299 | 27112.0252
108929 | hvac_0010 | VRF with DOAS, 25pct Heat Pump Upsizing Allowance | FALSE | 8.0877 | Healthcare | GA, Butts County | _1000 | Small Packaged Unit | gen2_t8_halogen | Georgia | 41.8861 | A: Non Food-Service Buildings with Small Packaged Units | 0.00011649 | 0.00013593 | 0 | 0 | 0 | 0.00073092 | 0.00019172 | 0.00015423 | 0 | 4.4308e-05 | 0 | 3.4726e-05 | 0 | 0 | 0 | 0.00073092 | 0.00022645 | 0.00015423 | 0 | 4.4308e-05 | 0.0011559 | 8087.7382
140948 | hvac_0010 | VRF with DOAS, 25pct Heat Pump Upsizing Allowance | FALSE | 1.7872 | Healthcare | GA, Butts County | 52001_64000 | Multizone CAV/VAV | gen2_t8_halogen | Georgia | 26.7009 | F: Buildings with Electric Resistance Multizone Systems | 0.00091594 | 0.0011051 | 0 | 0 | 0 | 0.0056521 | 0.0020772 | 0.0011411 | 0 | 0.00018608 | 0 | 0.00038774 | 0 | 0 | 0 | 0.0056521 | 0.0024649 | 0.0011411 | 0 | 0.00018608 | 0.0094442 | 103660.1967
85523 | hvac_0012 | Unoccupied AHU Control | FALSE | 0.58939 | Healthcare | GA, Butts County | 40001_52000 | Multizone CAV/VAV | gen4_led | Georgia | 18.6994 | F: Buildings with Electric Resistance Multizone Systems | 0.00015944 | 0.00020061 | 0 | 0 | 0 | 0.00072835 | 0.00064937 | 0.00017808 | 0 | 6.8344e-05 | 0 | 0.00010573 | 0 | 0 | 0 | 0.00072835 | 0.0007551 | 0.00017808 | 0 | 6.8344e-05 | 0.0017299 | 27112.0252
108929 | hvac_0012 | Unoccupied AHU Control | FALSE | 8.0877 | Healthcare | GA, Butts County | _1000 | Small Packaged Unit | gen2_t8_halogen | Georgia | 41.8861 | A: Non Food-Service Buildings with Small Packaged Units | 0.00011649 | 0.00013593 | 0 | 0 | 0 | 0.00073092 | 0.00019172 | 0.00015423 | 0 | 4.4308e-05 | 0 | 3.4726e-05 | 0 | 0 | 0 | 0.00073092 | 0.00022645 | 0.00015423 | 0 | 4.4308e-05 | 0.0011559 | 8087.7382
140948 | hvac_0012 | Unoccupied AHU Control | FALSE | 1.7872 | Healthcare | GA, Butts County | 52001_64000 | Multizone CAV/VAV | gen2_t8_halogen | Georgia | 26.7009 | F: Buildings with Electric Resistance Multizone Systems | 0.00091594 | 0.0011051 | 0 | 0 | 0 | 0.0056521 | 0.0020772 | 0.0011411 | 0 | 0.00018608 | 0 | 0.00038774 | 0 | 0 | 0 | 0.0056521 | 0.0024649 | 0.0011411 | 0 | 0.00018608 | 0.0094442 | 103660.1967
85523 | hvac_0013 | Variable Speed HP RTU, Electric Backup, Energy Recovery | FALSE | 0.58939 | Healthcare | GA, Butts County | 40001_52000 | Multizone CAV/VAV | gen4_led | Georgia | 18.6994 | F: Buildings with Electric Resistance Multizone Systems | 0.00015944 | 0.00020061 | 0 | 0 | 0 | 0.00072835 | 0.00064937 | 0.00017808 | 0 | 6.8344e-05 | 0 | 0.00010573 | 0 | 0 | 0 | 0.00072835 | 0.0007551 | 0.00017808 | 0 | 6.8344e-05 | 0.0017299 | 27112.0252
108929 | hvac_0013 | Variable Speed HP RTU, Electric Backup, Energy Recovery | FALSE | 8.0877 | Healthcare | GA, Butts County | _1000 | Small Packaged Unit | gen2_t8_halogen | Georgia | 41.8861 | A: Non Food-Service Buildings with Small Packaged Units | 0.00011649 | 0.00013593 | 0 | 0 | 0 | 0.00073092 | 0.00019172 | 0.00015423 | 0 | 4.4308e-05 | 0 | 3.4726e-05 | 0 | 0 | 0 | 0.00073092 | 0.00022645 | 0.00015423 | 0 | 4.4308e-05 | 0.0011559 | 8087.7382
140948 | hvac_0013 | Variable Speed HP RTU, Electric Backup, Energy Recovery | FALSE | 1.7872 | Healthcare | GA, Butts County | 52001_64000 | Multizone CAV/VAV | gen2_t8_halogen | Georgia | 26.7009 | F: Buildings with Electric Resistance Multizone Systems | 0.00091594 | 0.0011051 | 0 | 0 | 0 | 0.0056521 | 0.0020772 | 0.0011411 | 0 | 0.00018608 | 0 | 0.00038774 | 0 | 0 | 0 | 0.0056521 | 0.0024649 | 0.0011411 | 0 | 0.00018608 | 0.0094442 | 103660.1967
85523 | hvac_0014 | Advanced RTU Controls | FALSE | 0.58939 | Healthcare | GA, Butts County | 40001_52000 | Multizone CAV/VAV | gen4_led | Georgia | 18.6994 | F: Buildings with Electric Resistance Multizone Systems | 0.00015944 | 0.00020061 | 0 | 0 | 0 | 0.00072835 | 0.00064937 | 0.00017808 | 0 | 6.8344e-05 | 0 | 0.00010573 | 0 | 0 | 0 | 0.00072835 | 0.0007551 | 0.00017808 | 0 | 6.8344e-05 | 0.0017299 | 27112.0252
108929 | hvac_0014 | Advanced RTU Controls | TRUE | 8.0877 | Healthcare | GA, Butts County | _1000 | Small Packaged Unit | gen2_t8_halogen | Georgia | 32.1 | A: Non Food-Service Buildings with Small Packaged Units | 8.8152e-05 | 0.00010374 | 0 | 0 | 0 | 0.00046079 | 0.00019172 | 0.00015423 | 0 | 4.4308e-05 | 0 | 3.4726e-05 | 0 | 0 | 0 | 0.00046079 | 0.00022645 | 0.00015423 | 0 | 4.4308e-05 | 0.00088585 | 8087.7382
140948 | hvac_0014 | Advanced RTU Controls | FALSE | 1.7872 | Healthcare | GA, Butts County | 52001_64000 | Multizone CAV/VAV | gen2_t8_halogen | Georgia | 26.7009 | F: Buildings with Electric Resistance Multizone Systems | 0.00091594 | 0.0011051 | 0 | 0 | 0 | 0.0056521 | 0.0020772 | 0.0011411 | 0 | 0.00018608 | 0 | 0.00038774 | 0 | 0 | 0 | 0.0056521 | 0.0024649 | 0.0011411 | 0 | 0.00018608 | 0.0094442 | 103660.1967
85523 | hvac_0015 | Hydronic Water-to-Water Geothermal Heat Pump | FALSE | 0.58939 | Healthcare | GA, Butts County | 40001_52000 | Multizone CAV/VAV | gen4_led | Georgia | 18.6994 | F: Buildings with Electric Resistance Multizone Systems | 0.00015944 | 0.00020061 | 0 | 0 | 0 | 0.00072835 | 0.00064937 | 0.00017808 | 0 | 6.8344e-05 | 0 | 0.00010573 | 0 | 0 | 0 | 0.00072835 | 0.0007551 | 0.00017808 | 0 | 6.8344e-05 | 0.0017299 | 27112.0252
108929 | hvac_0015 | Hydronic Water-to-Water Geothermal Heat Pump | FALSE | 8.0877 | Healthcare | GA, Butts County | _1000 | Small Packaged Unit | gen2_t8_halogen | Georgia | 41.8861 | A: Non Food-Service Buildings with Small Packaged Units | 0.00011649 | 0.00013593 | 0 | 0 | 0 | 0.00073092 | 0.00019172 | 0.00015423 | 0 | 4.4308e-05 | 0 | 3.4726e-05 | 0 | 0 | 0 | 0.00073092 | 0.00022645 | 0.00015423 | 0 | 4.4308e-05 | 0.0011559 | 8087.7382
140948 | hvac_0015 | Hydronic Water-to-Water Geothermal Heat Pump | TRUE | 1.7872 | Healthcare | GA, Butts County | 52001_64000 | Multizone CAV/VAV | gen2_t8_halogen | Georgia | 22.7214 | F: Buildings with Electric Resistance Multizone Systems | 0.00077123 | 0.00093741 | 0 | 0 | 0 | 0.0042445 | 0.0020772 | 0.0011411 | 0 | 0.00018608 | 0 | 0.00038774 | 0 | 0 | 0 | 0.0042445 | 0.0024649 | 0.0011411 | 0 | 0.00018608 | 0.0080366 | 103660.1967
85523 | hvac_0016 | Packaged Water-to-Air Geothermal Heat Pump | TRUE | 0.58939 | Healthcare | GA, Butts County | 40001_52000 | Multizone CAV/VAV | gen4_led | Georgia | 15.2421 | F: Buildings with Electric Resistance Multizone Systems | 0.00012404 | 0.0001625 | 0 | 0 | 0 | 0.00040853 | 0.00064937 | 0.00017808 | 0 | 6.8344e-05 | 0 | 0.00010573 | 0 | 0 | 0 | 0.00040853 | 0.0007551 | 0.00017808 | 0 | 6.8344e-05 | 0.00141 | 27112.0252
108929 | hvac_0016 | Packaged Water-to-Air Geothermal Heat Pump | TRUE | 8.0877 | Healthcare | GA, Butts County | _1000 | Small Packaged Unit | gen2_t8_halogen | Georgia | 25.2611 | A: Non Food-Service Buildings with Small Packaged Units | 6.9086e-05 | 8.1253e-05 | 0 | 0 | 0 | 0.00027213 | 0.00019172 | 0.00015423 | 0 | 4.4308e-05 | 0 | 3.4726e-05 | 0 | 0 | 0 | 0.00027213 | 0.00022645 | 0.00015423 | 0 | 4.4308e-05 | 0.00069712 | 8087.7382
140948 | hvac_0016 | Packaged Water-to-Air Geothermal Heat Pump | FALSE | 1.7872 | Healthcare | GA, Butts County | 52001_64000 | Multizone CAV/VAV | gen2_t8_halogen | Georgia | 26.7009 | F: Buildings with Electric Resistance Multizone Systems | 0.00091594 | 0.0011051 | 0 | 0 | 0 | 0.0056521 | 0.0020772 | 0.0011411 | 0 | 0.00018608 | 0 | 0.00038774 | 0 | 0 | 0 | 0.0056521 | 0.0024649 | 0.0011411 | 0 | 0.00018608 | 0.0094442 | 103660.1967
85523 | hvac_0017 | Console Water-to-Air Geothermal Heat Pump | FALSE | 0.58939 | Healthcare | GA, Butts County | 40001_52000 | Multizone CAV/VAV | gen4_led | Georgia | 18.6994 | F: Buildings with Electric Resistance Multizone Systems | 0.00015944 | 0.00020061 | 0 | 0 | 0 | 0.00072835 | 0.00064937 | 0.00017808 | 0 | 6.8344e-05 | 0 | 0.00010573 | 0 | 0 | 0 | 0.00072835 | 0.0007551 | 0.00017808 | 0 | 6.8344e-05 | 0.0017299 | 27112.0252
108929 | hvac_0017 | Console Water-to-Air Geothermal Heat Pump | FALSE | 8.0877 | Healthcare | GA, Butts County | _1000 | Small Packaged Unit | gen2_t8_halogen | Georgia | 41.8861 | A: Non Food-Service Buildings with Small Packaged Units | 0.00011649 | 0.00013593 | 0 | 0 | 0 | 0.00073092 | 0.00019172 | 0.00015423 | 0 | 4.4308e-05 | 0 | 3.4726e-05 | 0 | 0 | 0 | 0.00073092 | 0.00022645 | 0.00015423 | 0 | 4.4308e-05 | 0.0011559 | 8087.7382
140948 | hvac_0017 | Console Water-to-Air Geothermal Heat Pump | FALSE | 1.7872 | Healthcare | GA, Butts County | 52001_64000 | Multizone CAV/VAV | gen2_t8_halogen | Georgia | 26.7009 | F: Buildings with Electric Resistance Multizone Systems | 0.00091594 | 0.0011051 | 0 | 0 | 0 | 0.0056521 | 0.0020772 | 0.0011411 | 0 | 0.00018608 | 0 | 0.00038774 | 0 | 0 | 0 | 0.0056521 | 0.0024649 | 0.0011411 | 0 | 0.00018608 | 0.0094442 | 103660.1967
85523 | hvac_0018 | Standard Performance HP RTU, Electric Backup | FALSE | 0.58939 | Healthcare | GA, Butts County | 40001_52000 | Multizone CAV/VAV | gen4_led | Georgia | 18.6994 | F: Buildings with Electric Resistance Multizone Systems | 0.00015944 | 0.00020061 | 0 | 0 | 0 | 0.00072835 | 0.00064937 | 0.00017808 | 0 | 6.8344e-05 | 0 | 0.00010573 | 0 | 0 | 0 | 0.00072835 | 0.0007551 | 0.00017808 | 0 | 6.8344e-05 | 0.0017299 | 27112.0252
108929 | hvac_0018 | Standard Performance HP RTU, Electric Backup | FALSE | 8.0877 | Healthcare | GA, Butts County | _1000 | Small Packaged Unit | gen2_t8_halogen | Georgia | 41.8861 | A: Non Food-Service Buildings with Small Packaged Units | 0.00011649 | 0.00013593 | 0 | 0 | 0 | 0.00073092 | 0.00019172 | 0.00015423 | 0 | 4.4308e-05 | 0 | 3.4726e-05 | 0 | 0 | 0 | 0.00073092 | 0.00022645 | 0.00015423 | 0 | 4.4308e-05 | 0.0011559 | 8087.7382
140948 | hvac_0018 | Standard Performance HP RTU, Electric Backup | FALSE | 1.7872 | Healthcare | GA, Butts County | 52001_64000 | Multizone CAV/VAV | gen2_t8_halogen | Georgia | 26.7009 | F: Buildings with Electric Resistance Multizone Systems | 0.00091594 | 0.0011051 | 0 | 0 | 0 | 0.0056521 | 0.0020772 | 0.0011411 | 0 | 0.00018608 | 0 | 0.00038774 | 0 | 0 | 0 | 0.0056521 | 0.0024649 | 0.0011411 | 0 | 0.00018608 | 0.0094442 | 103660.1967
85523 | hvac_0019 | Standard Performance HP RTU, Electric Backup + Roof Insulation | FALSE | 0.58939 | Healthcare | GA, Butts County | 40001_52000 | Multizone CAV/VAV | gen4_led | Georgia | 18.6994 | F: Buildings with Electric Resistance Multizone Systems | 0.00015944 | 0.00020061 | 0 | 0 | 0 | 0.00072835 | 0.00064937 | 0.00017808 | 0 | 6.8344e-05 | 0 | 0.00010573 | 0 | 0 | 0 | 0.00072835 | 0.0007551 | 0.00017808 | 0 | 6.8344e-05 | 0.0017299 | 27112.0252
108929 | hvac_0019 | Standard Performance HP RTU, Electric Backup + Roof Insulation | FALSE | 8.0877 | Healthcare | GA, Butts County | _1000 | Small Packaged Unit | gen2_t8_halogen | Georgia | 41.8861 | A: Non Food-Service Buildings with Small Packaged Units | 0.00011649 | 0.00013593 | 0 | 0 | 0 | 0.00073092 | 0.00019172 | 0.00015423 | 0 | 4.4308e-05 | 0 | 3.4726e-05 | 0 | 0 | 0 | 0.00073092 | 0.00022645 | 0.00015423 | 0 | 4.4308e-05 | 0.0011559 | 8087.7382
140948 | hvac_0019 | Standard Performance HP RTU, Electric Backup + Roof Insulation | FALSE | 1.7872 | Healthcare | GA, Butts County | 52001_64000 | Multizone CAV/VAV | gen2_t8_halogen | Georgia | 26.7009 | F: Buildings with Electric Resistance Multizone Systems | 0.00091594 | 0.0011051 | 0 | 0 | 0 | 0.0056521 | 0.0020772 | 0.0011411 | 0 | 0.00018608 | 0 | 0.00038774 | 0 | 0 | 0 | 0.0056521 | 0.0024649 | 0.0011411 | 0 | 0.00018608 | 0.0094442 | 103660.1967
85523 | hvac_0020 | Standard Performance HP RTU, Electric Backup, 32F Minimum Compressor Lockout | FALSE | 0.58939 | Healthcare | GA, Butts County | 40001_52000 | Multizone CAV/VAV | gen4_led | Georgia | 18.6994 | F: Buildings with Electric Resistance Multizone Systems | 0.00015944 | 0.00020061 | 0 | 0 | 0 | 0.00072835 | 0.00064937 | 0.00017808 | 0 | 6.8344e-05 | 0 | 0.00010573 | 0 | 0 | 0 | 0.00072835 | 0.0007551 | 0.00017808 | 0 | 6.8344e-05 | 0.0017299 | 27112.0252
108929 | hvac_0020 | Standard Performance HP RTU, Electric Backup, 32F Minimum Compressor Lockout | FALSE | 8.0877 | Healthcare | GA, Butts County | _1000 | Small Packaged Unit | gen2_t8_halogen | Georgia | 41.8861 | A: Non Food-Service Buildings with Small Packaged Units | 0.00011649 | 0.00013593 | 0 | 0 | 0 | 0.00073092 | 0.00019172 | 0.00015423 | 0 | 4.4308e-05 | 0 | 3.4726e-05 | 0 | 0 | 0 | 0.00073092 | 0.00022645 | 0.00015423 | 0 | 4.4308e-05 | 0.0011559 | 8087.7382
140948 | hvac_0020 | Standard Performance HP RTU, Electric Backup, 32F Minimum Compressor Lockout | FALSE | 1.7872 | Healthcare | GA, Butts County | 52001_64000 | Multizone CAV/VAV | gen2_t8_halogen | Georgia | 26.7009 | F: Buildings with Electric Resistance Multizone Systems | 0.00091594 | 0.0011051 | 0 | 0 | 0 | 0.0056521 | 0.0020772 | 0.0011411 | 0 | 0.00018608 | 0 | 0.00038774 | 0 | 0 | 0 | 0.0056521 | 0.0024649 | 0.0011411 | 0 | 0.00018608 | 0.0094442 | 103660.1967
85523 | hvac_0021 | Cold Climate Challenge HP RTU, Electric Backup | FALSE | 0.58939 | Healthcare | GA, Butts County | 40001_52000 | Multizone CAV/VAV | gen4_led | Georgia | 18.6994 | F: Buildings with Electric Resistance Multizone Systems | 0.00015944 | 0.00020061 | 0 | 0 | 0 | 0.00072835 | 0.00064937 | 0.00017808 | 0 | 6.8344e-05 | 0 | 0.00010573 | 0 | 0 | 0 | 0.00072835 | 0.0007551 | 0.00017808 | 0 | 6.8344e-05 | 0.0017299 | 27112.0252
108929 | hvac_0021 | Cold Climate Challenge HP RTU, Electric Backup | FALSE | 8.0877 | Healthcare | GA, Butts County | _1000 | Small Packaged Unit | gen2_t8_halogen | Georgia | 41.8861 | A: Non Food-Service Buildings with Small Packaged Units | 0.00011649 | 0.00013593 | 0 | 0 | 0 | 0.00073092 | 0.00019172 | 0.00015423 | 0 | 4.4308e-05 | 0 | 3.4726e-05 | 0 | 0 | 0 | 0.00073092 | 0.00022645 | 0.00015423 | 0 | 4.4308e-05 | 0.0011559 | 8087.7382
140948 | hvac_0021 | Cold Climate Challenge HP RTU, Electric Backup | FALSE | 1.7872 | Healthcare | GA, Butts County | 52001_64000 | Multizone CAV/VAV | gen2_t8_halogen | Georgia | 26.7009 | F: Buildings with Electric Resistance Multizone Systems | 0.00091594 | 0.0011051 | 0 | 0 | 0 | 0.0056521 | 0.0020772 | 0.0011411 | 0 | 0.00018608 | 0 | 0.00038774 | 0 | 0 | 0 | 0.0056521 | 0.0024649 | 0.0011411 | 0 | 0.00018608 | 0.0094442 | 103660.1967
85523 | hvac_0022 | Ideal Thermal Air Loads | TRUE | 0.58939 | Healthcare | GA, Butts County | 40001_52000 | Multizone CAV/VAV | gen4_led | Georgia | 28.8451 | F: Buildings with Electric Resistance Multizone Systems | 9.8181e-05 | 0.00011992 | 0.0015747 | 4.0937e-05 | 0 | 5.126e-05 | 0.00064937 | 0.00017808 | 0 | 6.8344e-05 | 0 | 0.00010573 | 0 | 0 | 0 | 0.0016669 | 0.0007551 | 0.00017808 | 0 | 6.8344e-05 | 0.0026685 | 27112.0252
108929 | hvac_0022 | Ideal Thermal Air Loads | TRUE | 8.0877 | Healthcare | GA, Butts County | _1000 | Small Packaged Unit | gen2_t8_halogen | Georgia | 40.2083 | A: Non Food-Service Buildings with Small Packaged Units | 4.615e-05 | 5.3217e-05 | 0.00049214 | 0.00015561 | 0 | 3.6872e-05 | 0.00019172 | 0.00015423 | 0 | 4.4308e-05 | 0 | 3.4726e-05 | 0 | 0 | 0 | 0.00068462 | 0.00022645 | 0.00015423 | 0 | 4.4308e-05 | 0.0011096 | 8087.7382
140948 | hvac_0022 | Ideal Thermal Air Loads | TRUE | 1.7872 | Healthcare | GA, Butts County | 52001_64000 | Multizone CAV/VAV | gen2_t8_halogen | Georgia | 26.0372 | F: Buildings with Electric Resistance Multizone Systems | 0.00039641 | 0.00048792 | 0.0041758 | 0.00076895 | 0 | 0.00047267 | 0.0020772 | 0.0011411 | 0 | 0.00018607 | 0 | 0.00038774 | 0 | 0 | 0 | 0.0054174 | 0.0024649 | 0.0011411 | 0 | 0.00018607 | 0.0092094 | 103660.1967
85523 | ltg_0001 | LED Lighting | FALSE | 0.58939 | Healthcare | GA, Butts County | 40001_52000 | Multizone CAV/VAV | gen4_led | Georgia | 18.6994 | F: Buildings with Electric Resistance Multizone Systems | 0.00015944 | 0.00020061 | 0 | 0 | 0 | 0.00072835 | 0.00064937 | 0.00017808 | 0 | 6.8344e-05 | 0 | 0.00010573 | 0 | 0 | 0 | 0.00072835 | 0.0007551 | 0.00017808 | 0 | 6.8344e-05 | 0.0017299 | 27112.0252
108929 | ltg_0001 | LED Lighting | TRUE | 8.0877 | Healthcare | GA, Butts County | _1000 | Small Packaged Unit | gen2_t8_halogen | Georgia | 40.4528 | A: Non Food-Service Buildings with Small Packaged Units | 0.00011334 | 0.00013121 | 0 | 0 | 0 | 0.00072656 | 0.00019172 | 0.00011905 | 0 | 4.4308e-05 | 0 | 3.4726e-05 | 0 | 0 | 0 | 0.00072656 | 0.00022645 | 0.00011905 | 0 | 4.4308e-05 | 0.0011164 | 8087.7382
140948 | ltg_0001 | LED Lighting | TRUE | 1.7872 | Healthcare | GA, Butts County | 52001_64000 | Multizone CAV/VAV | gen2_t8_halogen | Georgia | 25.6762 | F: Buildings with Electric Resistance Multizone Systems | 0.00089003 | 0.001062 | 0 | 0 | 0 | 0.0056586 | 0.0020772 | 0.00077213 | 0 | 0.00018608 | 0 | 0.00038774 | 0 | 0 | 0 | 0.0056586 | 0.0024649 | 0.00077213 | 0 | 0.00018608 | 0.0090818 | 103660.1967
85523 | ppl_0001 | Electric Kitchen Equipment | FALSE | 0.58939 | Healthcare | GA, Butts County | 40001_52000 | Multizone CAV/VAV | gen4_led | Georgia | 18.6994 | F: Buildings with Electric Resistance Multizone Systems | 0.00015944 | 0.00020061 | 0 | 0 | 0 | 0.00072835 | 0.00064937 | 0.00017808 | 0 | 6.8344e-05 | 0 | 0.00010573 | 0 | 0 | 0 | 0.00072835 | 0.0007551 | 0.00017808 | 0 | 6.8344e-05 | 0.0017299 | 27112.0252
108929 | ppl_0001 | Electric Kitchen Equipment | FALSE | 8.0877 | Healthcare | GA, Butts County | _1000 | Small Packaged Unit | gen2_t8_halogen | Georgia | 41.8861 | A: Non Food-Service Buildings with Small Packaged Units | 0.00011649 | 0.00013593 | 0 | 0 | 0 | 0.00073092 | 0.00019172 | 0.00015423 | 0 | 4.4308e-05 | 0 | 3.4726e-05 | 0 | 0 | 0 | 0.00073092 | 0.00022645 | 0.00015423 | 0 | 4.4308e-05 | 0.0011559 | 8087.7382
140948 | ppl_0001 | Electric Kitchen Equipment | FALSE | 1.7872 | Healthcare | GA, Butts County | 52001_64000 | Multizone CAV/VAV | gen2_t8_halogen | Georgia | 26.7009 | F: Buildings with Electric Resistance Multizone Systems | 0.00091594 | 0.0011051 | 0 | 0 | 0 | 0.0056521 | 0.0020772 | 0.0011411 | 0 | 0.00018608 | 0 | 0.00038774 | 0 | 0 | 0 | 0.0056521 | 0.0024649 | 0.0011411 | 0 | 0.00018608 | 0.0094442 | 103660.1967
85523 | dr_0001 | Demand Flexibility, Thermostat Control, Load Shed for Daily Bldg Peak Reduction | FALSE | 0.58939 | Healthcare | GA, Butts County | 40001_52000 | Multizone CAV/VAV | gen4_led | Georgia | 18.6994 | F: Buildings with Electric Resistance Multizone Systems | 0.00015944 | 0.00020061 | 0 | 0 | 0 | 0.00072835 | 0.00064937 | 0.00017808 | 0 | 6.8344e-05 | 0 | 0.00010573 | 0 | 0 | 0 | 0.00072835 | 0.0007551 | 0.00017808 | 0 | 6.8344e-05 | 0.0017299 | 27112.0252
108929 | dr_0001 | Demand Flexibility, Thermostat Control, Load Shed for Daily Bldg Peak Reduction | FALSE | 8.0877 | Healthcare | GA, Butts County | _1000 | Small Packaged Unit | gen2_t8_halogen | Georgia | 41.8861 | A: Non Food-Service Buildings with Small Packaged Units | 0.00011649 | 0.00013593 | 0 | 0 | 0 | 0.00073092 | 0.00019172 | 0.00015423 | 0 | 4.4308e-05 | 0 | 3.4726e-05 | 0 | 0 | 0 | 0.00073092 | 0.00022645 | 0.00015423 | 0 | 4.4308e-05 | 0.0011559 | 8087.7382
140948 | dr_0001 | Demand Flexibility, Thermostat Control, Load Shed for Daily Bldg Peak Reduction | FALSE | 1.7872 | Healthcare | GA, Butts County | 52001_64000 | Multizone CAV/VAV | gen2_t8_halogen | Georgia | 26.7009 | F: Buildings with Electric Resistance Multizone Systems | 0.00091594 | 0.0011051 | 0 | 0 | 0 | 0.0056521 | 0.0020772 | 0.0011411 | 0 | 0.00018608 | 0 | 0.00038774 | 0 | 0 | 0 | 0.0056521 | 0.0024649 | 0.0011411 | 0 | 0.00018608 | 0.0094442 | 103660.1967
85523 | dr_0002 | Demand Flexibility, Thermostat Control, Load Shift for Daily Bldg Peak Reduction | FALSE | 0.58939 | Healthcare | GA, Butts County | 40001_52000 | Multizone CAV/VAV | gen4_led | Georgia | 18.6994 | F: Buildings with Electric Resistance Multizone Systems | 0.00015944 | 0.00020061 | 0 | 0 | 0 | 0.00072835 | 0.00064937 | 0.00017808 | 0 | 6.8344e-05 | 0 | 0.00010573 | 0 | 0 | 0 | 0.00072835 | 0.0007551 | 0.00017808 | 0 | 6.8344e-05 | 0.0017299 | 27112.0252
108929 | dr_0002 | Demand Flexibility, Thermostat Control, Load Shift for Daily Bldg Peak Reduction | FALSE | 8.0877 | Healthcare | GA, Butts County | _1000 | Small Packaged Unit | gen2_t8_halogen | Georgia | 41.8861 | A: Non Food-Service Buildings with Small Packaged Units | 0.00011649 | 0.00013593 | 0 | 0 | 0 | 0.00073092 | 0.00019172 | 0.00015423 | 0 | 4.4308e-05 | 0 | 3.4726e-05 | 0 | 0 | 0 | 0.00073092 | 0.00022645 | 0.00015423 | 0 | 4.4308e-05 | 0.0011559 | 8087.7382
140948 | dr_0002 | Demand Flexibility, Thermostat Control, Load Shift for Daily Bldg Peak Reduction | FALSE | 1.7872 | Healthcare | GA, Butts County | 52001_64000 | Multizone CAV/VAV | gen2_t8_halogen | Georgia | 26.7009 | F: Buildings with Electric Resistance Multizone Systems | 0.00091594 | 0.0011051 | 0 | 0 | 0 | 0.0056521 | 0.0020772 | 0.0011411 | 0 | 0.00018608 | 0 | 0.00038774 | 0 | 0 | 0 | 0.0056521 | 0.0024649 | 0.0011411 | 0 | 0.00018608 | 0.0094442 | 103660.1967
85523 | dr_0003 | Demand Flexibility, Lighting Control, Load Shed for Daily Bldg Peak Reduction | FALSE | 0.58939 | Healthcare | GA, Butts County | 40001_52000 | Multizone CAV/VAV | gen4_led | Georgia | 18.6994 | F: Buildings with Electric Resistance Multizone Systems | 0.00015944 | 0.00020061 | 0 | 0 | 0 | 0.00072835 | 0.00064937 | 0.00017808 | 0 | 6.8344e-05 | 0 | 0.00010573 | 0 | 0 | 0 | 0.00072835 | 0.0007551 | 0.00017808 | 0 | 6.8344e-05 | 0.0017299 | 27112.0252
108929 | dr_0003 | Demand Flexibility, Lighting Control, Load Shed for Daily Bldg Peak Reduction | FALSE | 8.0877 | Healthcare | GA, Butts County | _1000 | Small Packaged Unit | gen2_t8_halogen | Georgia | 41.8861 | A: Non Food-Service Buildings with Small Packaged Units | 0.00011649 | 0.00013593 | 0 | 0 | 0 | 0.00073092 | 0.00019172 | 0.00015423 | 0 | 4.4308e-05 | 0 | 3.4726e-05 | 0 | 0 | 0 | 0.00073092 | 0.00022645 | 0.00015423 | 0 | 4.4308e-05 | 0.0011559 | 8087.7382
140948 | dr_0003 | Demand Flexibility, Lighting Control, Load Shed for Daily Bldg Peak Reduction | FALSE | 1.7872 | Healthcare | GA, Butts County | 52001_64000 | Multizone CAV/VAV | gen2_t8_halogen | Georgia | 26.7009 | F: Buildings with Electric Resistance Multizone Systems | 0.00091594 | 0.0011051 | 0 | 0 | 0 | 0.0056521 | 0.0020772 | 0.0011411 | 0 | 0.00018608 | 0 | 0.00038774 | 0 | 0 | 0 | 0.0056521 | 0.0024649 | 0.0011411 | 0 | 0.00018608 | 0.0094442 | 103660.1967
85523 | dr_0004 | Demand Flexibility, Lighting Control, Load Shed for Daily GHG Emission Reduction | FALSE | 0.58939 | Healthcare | GA, Butts County | 40001_52000 | Multizone CAV/VAV | gen4_led | Georgia | 18.6994 | F: Buildings with Electric Resistance Multizone Systems | 0.00015944 | 0.00020061 | 0 | 0 | 0 | 0.00072835 | 0.00064937 | 0.00017808 | 0 | 6.8344e-05 | 0 | 0.00010573 | 0 | 0 | 0 | 0.00072835 | 0.0007551 | 0.00017808 | 0 | 6.8344e-05 | 0.0017299 | 27112.0252
108929 | dr_0004 | Demand Flexibility, Lighting Control, Load Shed for Daily GHG Emission Reduction | FALSE | 8.0877 | Healthcare | GA, Butts County | _1000 | Small Packaged Unit | gen2_t8_halogen | Georgia | 41.8861 | A: Non Food-Service Buildings with Small Packaged Units | 0.00011649 | 0.00013593 | 0 | 0 | 0 | 0.00073092 | 0.00019172 | 0.00015423 | 0 | 4.4308e-05 | 0 | 3.4726e-05 | 0 | 0 | 0 | 0.00073092 | 0.00022645 | 0.00015423 | 0 | 4.4308e-05 | 0.0011559 | 8087.7382
140948 | dr_0004 | Demand Flexibility, Lighting Control, Load Shed for Daily GHG Emission Reduction | FALSE | 1.7872 | Healthcare | GA, Butts County | 52001_64000 | Multizone CAV/VAV | gen2_t8_halogen | Georgia | 26.7009 | F: Buildings with Electric Resistance Multizone Systems | 0.00091594 | 0.0011051 | 0 | 0 | 0 | 0.0056521 | 0.0020772 | 0.0011411 | 0 | 0.00018608 | 0 | 0.00038774 | 0 | 0 | 0 | 0.0056521 | 0.0024649 | 0.0011411 | 0 | 0.00018608 | 0.0094442 | 103660.1967
85523 | pkg_0001 | Package 1, Wall & Roof Insulation + New Windows | TRUE | 0.58939 | Healthcare | GA, Butts County | 40001_52000 | Multizone CAV/VAV | gen4_led | Georgia | 18.3027 | F: Buildings with Electric Resistance Multizone Systems | 0.00015568 | 0.00019624 | 0 | 0 | 0 | 0.00069165 | 0.00064937 | 0.00017808 | 0 | 6.8344e-05 | 0 | 0.00010573 | 0 | 0 | 0 | 0.00069165 | 0.0007551 | 0.00017808 | 0 | 6.8344e-05 | 0.0016932 | 27112.0252
108929 | pkg_0001 | Package 1, Wall & Roof Insulation + New Windows | TRUE | 8.0877 | Healthcare | GA, Butts County | _1000 | Small Packaged Unit | gen2_t8_halogen | Georgia | 39.1917 | A: Non Food-Service Buildings with Small Packaged Units | 0.00010968 | 0.00012707 | 0 | 0 | 0 | 0.00065664 | 0.00019172 | 0.00015423 | 0 | 4.4308e-05 | 0 | 3.4726e-05 | 0 | 0 | 0 | 0.00065664 | 0.00022645 | 0.00015423 | 0 | 4.4308e-05 | 0.0010816 | 8087.7382
140948 | pkg_0001 | Package 1, Wall & Roof Insulation + New Windows | TRUE | 1.7872 | Healthcare | GA, Butts County | 52001_64000 | Multizone CAV/VAV | gen2_t8_halogen | Georgia | 25.2434 | F: Buildings with Electric Resistance Multizone Systems | 0.00085904 | 0.0010437 | 0 | 0 | 0 | 0.0051366 | 0.0020772 | 0.0011411 | 0 | 0.00018608 | 0 | 0.00038774 | 0 | 0 | 0 | 0.0051366 | 0.0024649 | 0.0011411 | 0 | 0.00018608 | 0.0089287 | 103660.1967
85523 | pkg_0002 | Package 2, LED Lighting + Variable Speed HP RTU or HP Boilers | FALSE | 0.58939 | Healthcare | GA, Butts County | 40001_52000 | Multizone CAV/VAV | gen4_led | Georgia | 18.6994 | F: Buildings with Electric Resistance Multizone Systems | 0.00015944 | 0.00020061 | 0 | 0 | 0 | 0.00072835 | 0.00064937 | 0.00017808 | 0 | 6.8344e-05 | 0 | 0.00010573 | 0 | 0 | 0 | 0.00072835 | 0.0007551 | 0.00017808 | 0 | 6.8344e-05 | 0.0017299 | 27112.0252
108929 | pkg_0002 | Package 2, LED Lighting + Variable Speed HP RTU or HP Boilers | TRUE | 8.0877 | Healthcare | GA, Butts County | _1000 | Small Packaged Unit | gen2_t8_halogen | Georgia | 40.4528 | A: Non Food-Service Buildings with Small Packaged Units | 0.00011334 | 0.00013121 | 0 | 0 | 0 | 0.00072656 | 0.00019172 | 0.00011905 | 0 | 4.4308e-05 | 0 | 3.4726e-05 | 0 | 0 | 0 | 0.00072656 | 0.00022645 | 0.00011905 | 0 | 4.4308e-05 | 0.0011164 | 8087.7382
140948 | pkg_0002 | Package 2, LED Lighting + Variable Speed HP RTU or HP Boilers | TRUE | 1.7872 | Healthcare | GA, Butts County | 52001_64000 | Multizone CAV/VAV | gen2_t8_halogen | Georgia | 25.6762 | F: Buildings with Electric Resistance Multizone Systems | 0.00089003 | 0.001062 | 0 | 0 | 0 | 0.0056586 | 0.0020772 | 0.00077213 | 0 | 0.00018608 | 0 | 0.00038774 | 0 | 0 | 0 | 0.0056586 | 0.0024649 | 0.00077213 | 0 | 0.00018608 | 0.0090818 | 103660.1967
85523 | pkg_0003 | Package 3, LED Lighting + Standard Performance HP RTU or HP Boilers | FALSE | 0.58939 | Healthcare | GA, Butts County | 40001_52000 | Multizone CAV/VAV | gen4_led | Georgia | 18.6994 | F: Buildings with Electric Resistance Multizone Systems | 0.00015944 | 0.00020061 | 0 | 0 | 0 | 0.00072835 | 0.00064937 | 0.00017808 | 0 | 6.8344e-05 | 0 | 0.00010573 | 0 | 0 | 0 | 0.00072835 | 0.0007551 | 0.00017808 | 0 | 6.8344e-05 | 0.0017299 | 27112.0252
108929 | pkg_0003 | Package 3, LED Lighting + Standard Performance HP RTU or HP Boilers | TRUE | 8.0877 | Healthcare | GA, Butts County | _1000 | Small Packaged Unit | gen2_t8_halogen | Georgia | 40.4528 | A: Non Food-Service Buildings with Small Packaged Units | 0.00011334 | 0.00013121 | 0 | 0 | 0 | 0.00072656 | 0.00019172 | 0.00011905 | 0 | 4.4308e-05 | 0 | 3.4726e-05 | 0 | 0 | 0 | 0.00072656 | 0.00022645 | 0.00011905 | 0 | 4.4308e-05 | 0.0011164 | 8087.7382
140948 | pkg_0003 | Package 3, LED Lighting + Standard Performance HP RTU or HP Boilers | TRUE | 1.7872 | Healthcare | GA, Butts County | 52001_64000 | Multizone CAV/VAV | gen2_t8_halogen | Georgia | 25.6759 | F: Buildings with Electric Resistance Multizone Systems | 0.00089001 | 0.0010619 | 0 | 0 | 0 | 0.0056585 | 0.0020772 | 0.00077213 | 0 | 0.00018608 | 0 | 0.00038774 | 0 | 0 | 0 | 0.0056585 | 0.0024649 | 0.00077213 | 0 | 0.00018608 | 0.0090816 | 103660.1967
85523 | pkg_0004 | Package 4, Package 1 + Package 2 | TRUE | 0.58939 | Healthcare | GA, Butts County | 40001_52000 | Multizone CAV/VAV | gen4_led | Georgia | 18.3027 | F: Buildings with Electric Resistance Multizone Systems | 0.00015568 | 0.00019624 | 0 | 0 | 0 | 0.00069165 | 0.00064937 | 0.00017808 | 0 | 6.8344e-05 | 0 | 0.00010573 | 0 | 0 | 0 | 0.00069165 | 0.0007551 | 0.00017808 | 0 | 6.8344e-05 | 0.0016932 | 27112.0252
108929 | pkg_0004 | Package 4, Package 1 + Package 2 | TRUE | 8.0877 | Healthcare | GA, Butts County | _1000 | Small Packaged Unit | gen2_t8_halogen | Georgia | 37.7056 | A: Non Food-Service Buildings with Small Packaged Units | 0.00010639 | 0.00012218 | 0 | 0 | 0 | 0.00065074 | 0.00019172 | 0.00011905 | 0 | 4.4308e-05 | 0 | 3.4726e-05 | 0 | 0 | 0 | 0.00065074 | 0.00022645 | 0.00011905 | 0 | 4.4308e-05 | 0.0010405 | 8087.7382
140948 | pkg_0004 | Package 4, Package 1 + Package 2 | TRUE | 1.7872 | Healthcare | GA, Butts County | 52001_64000 | Multizone CAV/VAV | gen2_t8_halogen | Georgia | 24.083 | F: Buildings with Electric Resistance Multizone Systems | 0.00082641 | 0.0009948 | 0 | 0 | 0 | 0.0050952 | 0.0020772 | 0.00077213 | 0 | 0.00018608 | 0 | 0.00038774 | 0 | 0 | 0 | 0.0050952 | 0.0024649 | 0.00077213 | 0 | 0.00018608 | 0.0085183 | 103660.1967
85523 | pkg_0005 | Package 5, Variable Speed HP RTU or HP Boilers + Economizer + DCV + Energy Recovery | TRUE | 0.58939 | Healthcare | GA, Butts County | 40001_52000 | Multizone CAV/VAV | gen4_led | Georgia | 17.6388 | F: Buildings with Electric Resistance Multizone Systems | 0.00015044 | 0.00018892 | 0 | 0 | 0 | 0.00063023 | 0.00064937 | 0.00017808 | 0 | 6.8344e-05 | 0 | 0.00010573 | 0 | 0 | 0 | 0.00063023 | 0.0007551 | 0.00017808 | 0 | 6.8344e-05 | 0.0016318 | 27112.0252
108929 | pkg_0005 | Package 5, Variable Speed HP RTU or HP Boilers + Economizer + DCV + Energy Recovery | TRUE | 8.0877 | Healthcare | GA, Butts County | _1000 | Small Packaged Unit | gen2_t8_halogen | Georgia | 40.7556 | A: Non Food-Service Buildings with Small Packaged Units | 0.00011349 | 0.00013221 | 0 | 0 | 0 | 0.0006998 | 0.00019172 | 0.00015423 | 0 | 4.4308e-05 | 0 | 3.4726e-05 | 0 | 0 | 0 | 0.0006998 | 0.00022645 | 0.00015423 | 0 | 4.4308e-05 | 0.0011247 | 8087.7382
140948 | pkg_0005 | Package 5, Variable Speed HP RTU or HP Boilers + Economizer + DCV + Energy Recovery | TRUE | 1.7872 | Healthcare | GA, Butts County | 52001_64000 | Multizone CAV/VAV | gen2_t8_halogen | Georgia | 25.8261 | F: Buildings with Electric Resistance Multizone Systems | 0.00087844 | 0.0010683 | 0 | 0 | 0 | 0.0053427 | 0.0020772 | 0.0011411 | 0 | 0.00018608 | 0 | 0.00038774 | 0 | 0 | 0 | 0.0053427 | 0.0024649 | 0.0011411 | 0 | 0.00018608 | 0.0091348 | 103660.1967
85523 | pkg_0006 | Comprehensive Geothermal Heat Pump Package, Hydronic GHP, Packaged GHP, or Console GHP | TRUE | 0.58939 | Healthcare | GA, Butts County | 40001_52000 | Multizone CAV/VAV | gen4_led | Georgia | 15.2421 | F: Buildings with Electric Resistance Multizone Systems | 0.00012404 | 0.0001625 | 0 | 0 | 0 | 0.00040853 | 0.00064937 | 0.00017808 | 0 | 6.8344e-05 | 0 | 0.00010573 | 0 | 0 | 0 | 0.00040853 | 0.0007551 | 0.00017808 | 0 | 6.8344e-05 | 0.00141 | 27112.0252
108929 | pkg_0006 | Comprehensive Geothermal Heat Pump Package, Hydronic GHP, Packaged GHP, or Console GHP | TRUE | 8.0877 | Healthcare | GA, Butts County | _1000 | Small Packaged Unit | gen2_t8_halogen | Georgia | 25.2611 | A: Non Food-Service Buildings with Small Packaged Units | 6.9086e-05 | 8.1253e-05 | 0 | 0 | 0 | 0.00027213 | 0.00019172 | 0.00015423 | 0 | 4.4308e-05 | 0 | 3.4726e-05 | 0 | 0 | 0 | 0.00027213 | 0.00022645 | 0.00015423 | 0 | 4.4308e-05 | 0.00069712 | 8087.7382
140948 | pkg_0006 | Comprehensive Geothermal Heat Pump Package, Hydronic GHP, Packaged GHP, or Console GHP | TRUE | 1.7872 | Healthcare | GA, Butts County | 52001_64000 | Multizone CAV/VAV | gen2_t8_halogen | Georgia | 22.7214 | F: Buildings with Electric Resistance Multizone Systems | 0.00077123 | 0.00093741 | 0 | 0 | 0 | 0.0042445 | 0.0020772 | 0.0011411 | 0 | 0.00018608 | 0 | 0.00038774 | 0 | 0 | 0 | 0.0042445 | 0.0024649 | 0.0011411 | 0 | 0.00018608 | 0.0080366 | 103660.1967
85523 | pkg_0007 | Package 6, Demand Flexibility, Lighting + Thermostat Control, Load Shed for Daily Bldg Peak Reduction | FALSE | 0.58939 | Healthcare | GA, Butts County | 40001_52000 | Multizone CAV/VAV | gen4_led | Georgia | 18.6994 | F: Buildings with Electric Resistance Multizone Systems | 0.00015944 | 0.00020061 | 0 | 0 | 0 | 0.00072835 | 0.00064937 | 0.00017808 | 0 | 6.8344e-05 | 0 | 0.00010573 | 0 | 0 | 0 | 0.00072835 | 0.0007551 | 0.00017808 | 0 | 6.8344e-05 | 0.0017299 | 27112.0252
108929 | pkg_0007 | Package 6, Demand Flexibility, Lighting + Thermostat Control, Load Shed for Daily Bldg Peak Reduction | FALSE | 8.0877 | Healthcare | GA, Butts County | _1000 | Small Packaged Unit | gen2_t8_halogen | Georgia | 41.8861 | A: Non Food-Service Buildings with Small Packaged Units | 0.00011649 | 0.00013593 | 0 | 0 | 0 | 0.00073092 | 0.00019172 | 0.00015423 | 0 | 4.4308e-05 | 0 | 3.4726e-05 | 0 | 0 | 0 | 0.00073092 | 0.00022645 | 0.00015423 | 0 | 4.4308e-05 | 0.0011559 | 8087.7382
140948 | pkg_0007 | Package 6, Demand Flexibility, Lighting + Thermostat Control, Load Shed for Daily Bldg Peak Reduction | FALSE | 1.7872 | Healthcare | GA, Butts County | 52001_64000 | Multizone CAV/VAV | gen2_t8_halogen | Georgia | 26.7009 | F: Buildings with Electric Resistance Multizone Systems | 0.00091594 | 0.0011051 | 0 | 0 | 0 | 0.0056521 | 0.0020772 | 0.0011411 | 0 | 0.00018608 | 0 | 0.00038774 | 0 | 0 | 0 | 0.0056521 | 0.0024649 | 0.0011411 | 0 | 0.00018608 | 0.0094442 | 103660.1967
140950 | env_0001 | Wall Insulation | TRUE | 1.26 | Healthcare | GA, Cobb County | 70001_80000 | Multizone CAV/VAV | gen5_led | Georgia | 21.0386 | F: Buildings with Electric Resistance Multizone Systems | 0.00067125 | 0.00077713 | 0 | 0 | 0 | 0.0033341 | 0.0021352 | 0.00071702 | 0 | 0 | 0 | 0.00039013 | 0.00020745 | 0 | 0 | 0.0033341 | 0.0025253 | 0.00071702 | 0 | 0.00020745 | 0.0067839 | 94500.1276
140953 | env_0001 | Wall Insulation | TRUE | 1.1331 | Healthcare | GA, Cobb County | 80001_100000 | Multizone CAV/VAV | gen2_t8_halogen | Georgia | 21.4682 | F: Buildings with Electric Resistance Multizone Systems | 0.00072959 | 0.00087005 | 0 | 0 | 0 | 0.0037749 | 0.0020711 | 0.0010718 | 0 | 0.00016701 | 0 | 0.00038565 | 0 | 0 | 0 | 0.0037749 | 0.0024567 | 0.0010718 | 0 | 0.00016701 | 0.0074704 | 101981.899
140950 | env_0002 | Roof Insulation | TRUE | 1.26 | Healthcare | GA, Cobb County | 70001_80000 | Multizone CAV/VAV | gen5_led | Georgia | 20.639 | F: Buildings with Electric Resistance Multizone Systems | 0.00065692 | 0.00076178 | 0 | 0 | 0 | 0.0032052 | 0.0021352 | 0.00071702 | 0 | 0 | 0 | 0.00039013 | 0.00020745 | 0 | 0 | 0.0032052 | 0.0025253 | 0.00071702 | 0 | 0.00020745 | 0.006655 | 94500.1276
140953 | env_0002 | Roof Insulation | TRUE | 1.1331 | Healthcare | GA, Cobb County | 80001_100000 | Multizone CAV/VAV | gen2_t8_halogen | Georgia | 20.8454 | F: Buildings with Electric Resistance Multizone Systems | 0.00070684 | 0.00084422 | 0 | 0 | 0 | 0.0035582 | 0.0020711 | 0.0010718 | 0 | 0.00016701 | 0 | 0.00038565 | 0 | 0 | 0 | 0.0035582 | 0.0024567 | 0.0010718 | 0 | 0.00016701 | 0.0072537 | 101981.899
140950 | env_0003 | Secondary Windows | TRUE | 1.26 | Healthcare | GA, Cobb County | 70001_80000 | Multizone CAV/VAV | gen5_led | Georgia | 21.1006 | F: Buildings with Electric Resistance Multizone Systems | 0.00067476 | 0.00077952 | 0 | 0 | 0 | 0.0033541 | 0.0021352 | 0.00071702 | 0 | 0 | 0 | 0.00039013 | 0.00020745 | 0 | 0 | 0.0033541 | 0.0025253 | 0.00071702 | 0 | 0.00020745 | 0.0068039 | 94500.1276
140953 | env_0003 | Secondary Windows | TRUE | 1.1331 | Healthcare | GA, Cobb County | 80001_100000 | Multizone CAV/VAV | gen2_t8_halogen | Georgia | 21.563 | F: Buildings with Electric Resistance Multizone Systems | 0.00073392 | 0.00087398 | 0 | 0 | 0 | 0.0038079 | 0.0020711 | 0.0010718 | 0 | 0.00016701 | 0 | 0.00038565 | 0 | 0 | 0 | 0.0038079 | 0.0024567 | 0.0010718 | 0 | 0.00016701 | 0.0075034 | 101981.899
140950 | env_0004 | Window Film | TRUE | 1.26 | Healthcare | GA, Cobb County | 70001_80000 | Multizone CAV/VAV | gen5_led | Georgia | 21.2891 | F: Buildings with Electric Resistance Multizone Systems | 0.00068423 | 0.00078676 | 0 | 0 | 0 | 0.0034149 | 0.0021352 | 0.00071702 | 0 | 0 | 0 | 0.00039013 | 0.00020745 | 0 | 0 | 0.0034149 | 0.0025253 | 0.00071702 | 0 | 0.00020745 | 0.0068646 | 94500.1276
140953 | env_0004 | Window Film | TRUE | 1.1331 | Healthcare | GA, Cobb County | 80001_100000 | Multizone CAV/VAV | gen2_t8_halogen | Georgia | 21.6378 | F: Buildings with Electric Resistance Multizone Systems | 0.00073877 | 0.00087708 | 0 | 0 | 0 | 0.003834 | 0.0020711 | 0.0010718 | 0 | 0.00016701 | 0 | 0.00038565 | 0 | 0 | 0 | 0.003834 | 0.0024567 | 0.0010718 | 0 | 0.00016701 | 0.0075295 | 101981.899
140950 | env_0005 | New Windows | TRUE | 1.26 | Healthcare | GA, Cobb County | 70001_80000 | Multizone CAV/VAV | gen5_led | Georgia | 21.0309 | F: Buildings with Electric Resistance Multizone Systems | 0.0006736 | 0.00077684 | 0 | 0 | 0 | 0.0033316 | 0.0021352 | 0.00071702 | 0 | 0 | 0 | 0.00039013 | 0.00020745 | 0 | 0 | 0.0033316 | 0.0025253 | 0.00071702 | 0 | 0.00020745 | 0.0067814 | 94500.1276
140953 | env_0005 | New Windows | TRUE | 1.1331 | Healthcare | GA, Cobb County | 80001_100000 | Multizone CAV/VAV | gen2_t8_halogen | Georgia | 21.5641 | F: Buildings with Electric Resistance Multizone Systems | 0.00073542 | 0.00087402 | 0 | 0 | 0 | 0.0038083 | 0.0020711 | 0.0010718 | 0 | 0.00016701 | 0 | 0.00038565 | 0 | 0 | 0 | 0.0038083 | 0.0024567 | 0.0010718 | 0 | 0.00016701 | 0.0075038 | 101981.899
140950 | hvac_0001 | HP Boiler, Electric Backup | FALSE | 1.26 | Healthcare | GA, Cobb County | 70001_80000 | Multizone CAV/VAV | gen5_led | Georgia | 21.2557 | F: Buildings with Electric Resistance Multizone Systems | 0.00067997 | 0.00078547 | 0 | 0 | 0 | 0.0034041 | 0.0021352 | 0.00071702 | 0 | 0 | 0 | 0.00039013 | 0.00020745 | 0 | 0 | 0.0034041 | 0.0025253 | 0.00071702 | 0 | 0.00020745 | 0.0068539 | 94500.1276
140953 | hvac_0001 | HP Boiler, Electric Backup | FALSE | 1.1331 | Healthcare | GA, Cobb County | 80001_100000 | Multizone CAV/VAV | gen2_t8_halogen | Georgia | 21.6866 | F: Buildings with Electric Resistance Multizone Systems | 0.00073798 | 0.0008791 | 0 | 0 | 0 | 0.0038509 | 0.0020711 | 0.0010718 | 0 | 0.00016701 | 0 | 0.00038565 | 0 | 0 | 0 | 0.0038509 | 0.0024567 | 0.0010718 | 0 | 0.00016701 | 0.0075464 | 101981.899
140950 | hvac_0002 | HP Boiler, Gas Backup | FALSE | 1.26 | Healthcare | GA, Cobb County | 70001_80000 | Multizone CAV/VAV | gen5_led | Georgia | 21.2557 | F: Buildings with Electric Resistance Multizone Systems | 0.00067997 | 0.00078547 | 0 | 0 | 0 | 0.0034041 | 0.0021352 | 0.00071702 | 0 | 0 | 0 | 0.00039013 | 0.00020745 | 0 | 0 | 0.0034041 | 0.0025253 | 0.00071702 | 0 | 0.00020745 | 0.0068539 | 94500.1276
140953 | hvac_0002 | HP Boiler, Gas Backup | FALSE | 1.1331 | Healthcare | GA, Cobb County | 80001_100000 | Multizone CAV/VAV | gen2_t8_halogen | Georgia | 21.6866 | F: Buildings with Electric Resistance Multizone Systems | 0.00073798 | 0.0008791 | 0 | 0 | 0 | 0.0038509 | 0.0020711 | 0.0010718 | 0 | 0.00016701 | 0 | 0.00038565 | 0 | 0 | 0 | 0.0038509 | 0.0024567 | 0.0010718 | 0 | 0.00016701 | 0.0075464 | 101981.899
140950 | hvac_0003 | DOAS HP Minisplits | FALSE | 1.26 | Healthcare | GA, Cobb County | 70001_80000 | Multizone CAV/VAV | gen5_led | Georgia | 21.2557 | F: Buildings with Electric Resistance Multizone Systems | 0.00067997 | 0.00078547 | 0 | 0 | 0 | 0.0034041 | 0.0021352 | 0.00071702 | 0 | 0 | 0 | 0.00039013 | 0.00020745 | 0 | 0 | 0.0034041 | 0.0025253 | 0.00071702 | 0 | 0.00020745 | 0.0068539 | 94500.1276
140953 | hvac_0003 | DOAS HP Minisplits | FALSE | 1.1331 | Healthcare | GA, Cobb County | 80001_100000 | Multizone CAV/VAV | gen2_t8_halogen | Georgia | 21.6866 | F: Buildings with Electric Resistance Multizone Systems | 0.00073798 | 0.0008791 | 0 | 0 | 0 | 0.0038509 | 0.0020711 | 0.0010718 | 0 | 0.00016701 | 0 | 0.00038565 | 0 | 0 | 0 | 0.0038509 | 0.0024567 | 0.0010718 | 0 | 0.00016701 | 0.0075464 | 101981.899
140950 | hvac_0004 | Variable Speed HP RTU, Original Heating Fuel Backup | FALSE | 1.26 | Healthcare | GA, Cobb County | 70001_80000 | Multizone CAV/VAV | gen5_led | Georgia | 21.2557 | F: Buildings with Electric Resistance Multizone Systems | 0.00067997 | 0.00078547 | 0 | 0 | 0 | 0.0034041 | 0.0021352 | 0.00071702 | 0 | 0 | 0 | 0.00039013 | 0.00020745 | 0 | 0 | 0.0034041 | 0.0025253 | 0.00071702 | 0 | 0.00020745 | 0.0068539 | 94500.1276
140953 | hvac_0004 | Variable Speed HP RTU, Original Heating Fuel Backup | FALSE | 1.1331 | Healthcare | GA, Cobb County | 80001_100000 | Multizone CAV/VAV | gen2_t8_halogen | Georgia | 21.6866 | F: Buildings with Electric Resistance Multizone Systems | 0.00073798 | 0.0008791 | 0 | 0 | 0 | 0.0038509 | 0.0020711 | 0.0010718 | 0 | 0.00016701 | 0 | 0.00038565 | 0 | 0 | 0 | 0.0038509 | 0.0024567 | 0.0010718 | 0 | 0.00016701 | 0.0075464 | 101981.899
140950 | hvac_0005 | Variable Speed HP RTU, Electric Backup | FALSE | 1.26 | Healthcare | GA, Cobb County | 70001_80000 | Multizone CAV/VAV | gen5_led | Georgia | 21.2557 | F: Buildings with Electric Resistance Multizone Systems | 0.00067997 | 0.00078547 | 0 | 0 | 0 | 0.0034041 | 0.0021352 | 0.00071702 | 0 | 0 | 0 | 0.00039013 | 0.00020745 | 0 | 0 | 0.0034041 | 0.0025253 | 0.00071702 | 0 | 0.00020745 | 0.0068539 | 94500.1276
140953 | hvac_0005 | Variable Speed HP RTU, Electric Backup | FALSE | 1.1331 | Healthcare | GA, Cobb County | 80001_100000 | Multizone CAV/VAV | gen2_t8_halogen | Georgia | 21.6866 | F: Buildings with Electric Resistance Multizone Systems | 0.00073798 | 0.0008791 | 0 | 0 | 0 | 0.0038509 | 0.0020711 | 0.0010718 | 0 | 0.00016701 | 0 | 0.00038565 | 0 | 0 | 0 | 0.0038509 | 0.0024567 | 0.0010718 | 0 | 0.00016701 | 0.0075464 | 101981.899
140950 | hvac_0006 | VRF with DOAS | FALSE | 1.26 | Healthcare | GA, Cobb County | 70001_80000 | Multizone CAV/VAV | gen5_led | Georgia | 21.2557 | F: Buildings with Electric Resistance Multizone Systems | 0.00067997 | 0.00078547 | 0 | 0 | 0 | 0.0034041 | 0.0021352 | 0.00071702 | 0 | 0 | 0 | 0.00039013 | 0.00020745 | 0 | 0 | 0.0034041 | 0.0025253 | 0.00071702 | 0 | 0.00020745 | 0.0068539 | 94500.1276
140953 | hvac_0006 | VRF with DOAS | FALSE | 1.1331 | Healthcare | GA, Cobb County | 80001_100000 | Multizone CAV/VAV | gen2_t8_halogen | Georgia | 21.6866 | F: Buildings with Electric Resistance Multizone Systems | 0.00073798 | 0.0008791 | 0 | 0 | 0 | 0.0038509 | 0.0020711 | 0.0010718 | 0 | 0.00016701 | 0 | 0.00038565 | 0 | 0 | 0 | 0.0038509 | 0.0024567 | 0.0010718 | 0 | 0.00016701 | 0.0075464 | 101981.899
140950 | hvac_0007 | Demand Control Ventilation | TRUE | 1.26 | Healthcare | GA, Cobb County | 70001_80000 | Multizone CAV/VAV | gen5_led | Georgia | 20.4269 | F: Buildings with Electric Resistance Multizone Systems | 0.00064264 | 0.00075363 | 0 | 0 | 0 | 0.0031368 | 0.0021352 | 0.00071702 | 0 | 0 | 0 | 0.00039013 | 0.00020745 | 0 | 0 | 0.0031368 | 0.0025253 | 0.00071702 | 0 | 0.00020745 | 0.0065866 | 94500.1276
140953 | hvac_0007 | Demand Control Ventilation | FALSE | 1.1331 | Healthcare | GA, Cobb County | 80001_100000 | Multizone CAV/VAV | gen2_t8_halogen | Georgia | 21.6866 | F: Buildings with Electric Resistance Multizone Systems | 0.00073798 | 0.0008791 | 0 | 0 | 0 | 0.0038509 | 0.0020711 | 0.0010718 | 0 | 0.00016701 | 0 | 0.00038565 | 0 | 0 | 0 | 0.0038509 | 0.0024567 | 0.0010718 | 0 | 0.00016701 | 0.0075464 | 101981.899
140950 | hvac_0008 | Energy Recovery for AHUs | TRUE | 1.26 | Healthcare | GA, Cobb County | 70001_80000 | Multizone CAV/VAV | gen5_led | Georgia | 20.3181 | F: Buildings with Electric Resistance Multizone Systems | 0.00063684 | 0.00074945 | 0 | 0 | 0 | 0.0031018 | 0.0021352 | 0.00071702 | 0 | 0 | 0 | 0.00039013 | 0.00020745 | 0 | 0 | 0.0031018 | 0.0025253 | 0.00071702 | 0 | 0.00020745 | 0.0065515 | 94500.1276
140953 | hvac_0008 | Energy Recovery for AHUs | TRUE | 1.1331 | Healthcare | GA, Cobb County | 80001_100000 | Multizone CAV/VAV | gen2_t8_halogen | Georgia | 21.0506 | F: Buildings with Electric Resistance Multizone Systems | 0.00070641 | 0.00085273 | 0 | 0 | 0 | 0.0036296 | 0.0020711 | 0.0010718 | 0 | 0.00016701 | 0 | 0.00038565 | 0 | 0 | 0 | 0.0036296 | 0.0024567 | 0.0010718 | 0 | 0.00016701 | 0.0073251 | 101981.899
140950 | hvac_0009 | Air Side Economizers for AHUs | TRUE | 1.26 | Healthcare | GA, Cobb County | 70001_80000 | Multizone CAV/VAV | gen5_led | Georgia | 21.2606 | F: Buildings with Electric Resistance Multizone Systems | 0.00068014 | 0.00078566 | 0 | 0 | 0 | 0.0034057 | 0.0021352 | 0.00071702 | 0 | 0 | 0 | 0.00039013 | 0.00020745 | 0 | 0 | 0.0034057 | 0.0025253 | 0.00071702 | 0 | 0.00020745 | 0.0068554 | 94500.1276
140953 | hvac_0009 | Air Side Economizers for AHUs | TRUE | 1.1331 | Healthcare | GA, Cobb County | 80001_100000 | Multizone CAV/VAV | gen2_t8_halogen | Georgia | 21.6805 | F: Buildings with Electric Resistance Multizone Systems | 0.00073777 | 0.00087885 | 0 | 0 | 0 | 0.0038488 | 0.0020711 | 0.0010718 | 0 | 0.00016701 | 0 | 0.00038565 | 0 | 0 | 0 | 0.0038488 | 0.0024567 | 0.0010718 | 0 | 0.00016701 | 0.0075443 | 101981.899
140950 | hvac_0010 | VRF with DOAS, 25pct Heat Pump Upsizing Allowance | FALSE | 1.26 | Healthcare | GA, Cobb County | 70001_80000 | Multizone CAV/VAV | gen5_led | Georgia | 21.2557 | F: Buildings with Electric Resistance Multizone Systems | 0.00067997 | 0.00078547 | 0 | 0 | 0 | 0.0034041 | 0.0021352 | 0.00071702 | 0 | 0 | 0 | 0.00039013 | 0.00020745 | 0 | 0 | 0.0034041 | 0.0025253 | 0.00071702 | 0 | 0.00020745 | 0.0068539 | 94500.1276
140953 | hvac_0010 | VRF with DOAS, 25pct Heat Pump Upsizing Allowance | FALSE | 1.1331 | Healthcare | GA, Cobb County | 80001_100000 | Multizone CAV/VAV | gen2_t8_halogen | Georgia | 21.6866 | F: Buildings with Electric Resistance Multizone Systems | 0.00073798 | 0.0008791 | 0 | 0 | 0 | 0.0038509 | 0.0020711 | 0.0010718 | 0 | 0.00016701 | 0 | 0.00038565 | 0 | 0 | 0 | 0.0038509 | 0.0024567 | 0.0010718 | 0 | 0.00016701 | 0.0075464 | 101981.899
140950 | hvac_0012 | Unoccupied AHU Control | FALSE | 1.26 | Healthcare | GA, Cobb County | 70001_80000 | Multizone CAV/VAV | gen5_led | Georgia | 21.2557 | F: Buildings with Electric Resistance Multizone Systems | 0.00067997 | 0.00078547 | 0 | 0 | 0 | 0.0034041 | 0.0021352 | 0.00071702 | 0 | 0 | 0 | 0.00039013 | 0.00020745 | 0 | 0 | 0.0034041 | 0.0025253 | 0.00071702 | 0 | 0.00020745 | 0.0068539 | 94500.1276
140953 | hvac_0012 | Unoccupied AHU Control | FALSE | 1.1331 | Healthcare | GA, Cobb County | 80001_100000 | Multizone CAV/VAV | gen2_t8_halogen | Georgia | 21.6866 | F: Buildings with Electric Resistance Multizone Systems | 0.00073798 | 0.0008791 | 0 | 0 | 0 | 0.0038509 | 0.0020711 | 0.0010718 | 0 | 0.00016701 | 0 | 0.00038565 | 0 | 0 | 0 | 0.0038509 | 0.0024567 | 0.0010718 | 0 | 0.00016701 | 0.0075464 | 101981.899
140950 | hvac_0013 | Variable Speed HP RTU, Electric Backup, Energy Recovery | FALSE | 1.26 | Healthcare | GA, Cobb County | 70001_80000 | Multizone CAV/VAV | gen5_led | Georgia | 21.2557 | F: Buildings with Electric Resistance Multizone Systems | 0.00067997 | 0.00078547 | 0 | 0 | 0 | 0.0034041 | 0.0021352 | 0.00071702 | 0 | 0 | 0 | 0.00039013 | 0.00020745 | 0 | 0 | 0.0034041 | 0.0025253 | 0.00071702 | 0 | 0.00020745 | 0.0068539 | 94500.1276
140953 | hvac_0013 | Variable Speed HP RTU, Electric Backup, Energy Recovery | FALSE | 1.1331 | Healthcare | GA, Cobb County | 80001_100000 | Multizone CAV/VAV | gen2_t8_halogen | Georgia | 21.6866 | F: Buildings with Electric Resistance Multizone Systems | 0.00073798 | 0.0008791 | 0 | 0 | 0 | 0.0038509 | 0.0020711 | 0.0010718 | 0 | 0.00016701 | 0 | 0.00038565 | 0 | 0 | 0 | 0.0038509 | 0.0024567 | 0.0010718 | 0 | 0.00016701 | 0.0075464 | 101981.899
140950 | hvac_0014 | Advanced RTU Controls | FALSE | 1.26 | Healthcare | GA, Cobb County | 70001_80000 | Multizone CAV/VAV | gen5_led | Georgia | 21.2557 | F: Buildings with Electric Resistance Multizone Systems | 0.00067997 | 0.00078547 | 0 | 0 | 0 | 0.0034041 | 0.0021352 | 0.00071702 | 0 | 0 | 0 | 0.00039013 | 0.00020745 | 0 | 0 | 0.0034041 | 0.0025253 | 0.00071702 | 0 | 0.00020745 | 0.0068539 | 94500.1276
140953 | hvac_0014 | Advanced RTU Controls | FALSE | 1.1331 | Healthcare | GA, Cobb County | 80001_100000 | Multizone CAV/VAV | gen2_t8_halogen | Georgia | 21.6866 | F: Buildings with Electric Resistance Multizone Systems | 0.00073798 | 0.0008791 | 0 | 0 | 0 | 0.0038509 | 0.0020711 | 0.0010718 | 0 | 0.00016701 | 0 | 0.00038565 | 0 | 0 | 0 | 0.0038509 | 0.0024567 | 0.0010718 | 0 | 0.00016701 | 0.0075464 | 101981.899
140950 | hvac_0015 | Hydronic Water-to-Water Geothermal Heat Pump | TRUE | 1.26 | Healthcare | GA, Cobb County | 70001_80000 | Multizone CAV/VAV | gen5_led | Georgia | 19.539 | F: Buildings with Electric Resistance Multizone Systems | 0.00060692 | 0.00071951 | 0 | 0 | 0 | 0.0028505 | 0.0021352 | 0.00071702 | 0 | 0 | 0 | 0.00039013 | 0.00020745 | 0 | 0 | 0.0028505 | 0.0025253 | 0.00071702 | 0 | 0.00020745 | 0.0063003 | 94500.1276
140953 | hvac_0015 | Hydronic Water-to-Water Geothermal Heat Pump | TRUE | 1.1331 | Healthcare | GA, Cobb County | 80001_100000 | Multizone CAV/VAV | gen2_t8_halogen | Georgia | 20.5785 | F: Buildings with Electric Resistance Multizone Systems | 0.00068279 | 0.00083316 | 0 | 0 | 0 | 0.0034654 | 0.0020711 | 0.0010718 | 0 | 0.00016701 | 0 | 0.00038565 | 0 | 0 | 0 | 0.0034654 | 0.0024567 | 0.0010718 | 0 | 0.00016701 | 0.0071609 | 101981.899
140950 | hvac_0016 | Packaged Water-to-Air Geothermal Heat Pump | FALSE | 1.26 | Healthcare | GA, Cobb County | 70001_80000 | Multizone CAV/VAV | gen5_led | Georgia | 21.2557 | F: Buildings with Electric Resistance Multizone Systems | 0.00067997 | 0.00078547 | 0 | 0 | 0 | 0.0034041 | 0.0021352 | 0.00071702 | 0 | 0 | 0 | 0.00039013 | 0.00020745 | 0 | 0 | 0.0034041 | 0.0025253 | 0.00071702 | 0 | 0.00020745 | 0.0068539 | 94500.1276
140953 | hvac_0016 | Packaged Water-to-Air Geothermal Heat Pump | FALSE | 1.1331 | Healthcare | GA, Cobb County | 80001_100000 | Multizone CAV/VAV | gen2_t8_halogen | Georgia | 21.6866 | F: Buildings with Electric Resistance Multizone Systems | 0.00073798 | 0.0008791 | 0 | 0 | 0 | 0.0038509 | 0.0020711 | 0.0010718 | 0 | 0.00016701 | 0 | 0.00038565 | 0 | 0 | 0 | 0.0038509 | 0.0024567 | 0.0010718 | 0 | 0.00016701 | 0.0075464 | 101981.899
140950 | hvac_0017 | Console Water-to-Air Geothermal Heat Pump | FALSE | 1.26 | Healthcare | GA, Cobb County | 70001_80000 | Multizone CAV/VAV | gen5_led | Georgia | 21.2557 | F: Buildings with Electric Resistance Multizone Systems | 0.00067997 | 0.00078547 | 0 | 0 | 0 | 0.0034041 | 0.0021352 | 0.00071702 | 0 | 0 | 0 | 0.00039013 | 0.00020745 | 0 | 0 | 0.0034041 | 0.0025253 | 0.00071702 | 0 | 0.00020745 | 0.0068539 | 94500.1276
140953 | hvac_0017 | Console Water-to-Air Geothermal Heat Pump | FALSE | 1.1331 | Healthcare | GA, Cobb County | 80001_100000 | Multizone CAV/VAV | gen2_t8_halogen | Georgia | 21.6866 | F: Buildings with Electric Resistance Multizone Systems | 0.00073798 | 0.0008791 | 0 | 0 | 0 | 0.0038509 | 0.0020711 | 0.0010718 | 0 | 0.00016701 | 0 | 0.00038565 | 0 | 0 | 0 | 0.0038509 | 0.0024567 | 0.0010718 | 0 | 0.00016701 | 0.0075464 | 101981.899
140950 | hvac_0018 | Standard Performance HP RTU, Electric Backup | FALSE | 1.26 | Healthcare | GA, Cobb County | 70001_80000 | Multizone CAV/VAV | gen5_led | Georgia | 21.2557 | F: Buildings with Electric Resistance Multizone Systems | 0.00067997 | 0.00078547 | 0 | 0 | 0 | 0.0034041 | 0.0021352 | 0.00071702 | 0 | 0 | 0 | 0.00039013 | 0.00020745 | 0 | 0 | 0.0034041 | 0.0025253 | 0.00071702 | 0 | 0.00020745 | 0.0068539 | 94500.1276
140953 | hvac_0018 | Standard Performance HP RTU, Electric Backup | FALSE | 1.1331 | Healthcare | GA, Cobb County | 80001_100000 | Multizone CAV/VAV | gen2_t8_halogen | Georgia | 21.6866 | F: Buildings with Electric Resistance Multizone Systems | 0.00073798 | 0.0008791 | 0 | 0 | 0 | 0.0038509 | 0.0020711 | 0.0010718 | 0 | 0.00016701 | 0 | 0.00038565 | 0 | 0 | 0 | 0.0038509 | 0.0024567 | 0.0010718 | 0 | 0.00016701 | 0.0075464 | 101981.899
140950 | hvac_0019 | Standard Performance HP RTU, Electric Backup + Roof Insulation | FALSE | 1.26 | Healthcare | GA, Cobb County | 70001_80000 | Multizone CAV/VAV | gen5_led | Georgia | 21.2557 | F: Buildings with Electric Resistance Multizone Systems | 0.00067997 | 0.00078547 | 0 | 0 | 0 | 0.0034041 | 0.0021352 | 0.00071702 | 0 | 0 | 0 | 0.00039013 | 0.00020745 | 0 | 0 | 0.0034041 | 0.0025253 | 0.00071702 | 0 | 0.00020745 | 0.0068539 | 94500.1276
140953 | hvac_0019 | Standard Performance HP RTU, Electric Backup + Roof Insulation | FALSE | 1.1331 | Healthcare | GA, Cobb County | 80001_100000 | Multizone CAV/VAV | gen2_t8_halogen | Georgia | 21.6866 | F: Buildings with Electric Resistance Multizone Systems | 0.00073798 | 0.0008791 | 0 | 0 | 0 | 0.0038509 | 0.0020711 | 0.0010718 | 0 | 0.00016701 | 0 | 0.00038565 | 0 | 0 | 0 | 0.0038509 | 0.0024567 | 0.0010718 | 0 | 0.00016701 | 0.0075464 | 101981.899
140950 | hvac_0020 | Standard Performance HP RTU, Electric Backup, 32F Minimum Compressor Lockout | FALSE | 1.26 | Healthcare | GA, Cobb County | 70001_80000 | Multizone CAV/VAV | gen5_led | Georgia | 21.2557 | F: Buildings with Electric Resistance Multizone Systems | 0.00067997 | 0.00078547 | 0 | 0 | 0 | 0.0034041 | 0.0021352 | 0.00071702 | 0 | 0 | 0 | 0.00039013 | 0.00020745 | 0 | 0 | 0.0034041 | 0.0025253 | 0.00071702 | 0 | 0.00020745 | 0.0068539 | 94500.1276
140953 | hvac_0020 | Standard Performance HP RTU, Electric Backup, 32F Minimum Compressor Lockout | FALSE | 1.1331 | Healthcare | GA, Cobb County | 80001_100000 | Multizone CAV/VAV | gen2_t8_halogen | Georgia | 21.6866 | F: Buildings with Electric Resistance Multizone Systems | 0.00073798 | 0.0008791 | 0 | 0 | 0 | 0.0038509 | 0.0020711 | 0.0010718 | 0 | 0.00016701 | 0 | 0.00038565 | 0 | 0 | 0 | 0.0038509 | 0.0024567 | 0.0010718 | 0 | 0.00016701 | 0.0075464 | 101981.899
140950 | hvac_0021 | Cold Climate Challenge HP RTU, Electric Backup | FALSE | 1.26 | Healthcare | GA, Cobb County | 70001_80000 | Multizone CAV/VAV | gen5_led | Georgia | 21.2557 | F: Buildings with Electric Resistance Multizone Systems | 0.00067997 | 0.00078547 | 0 | 0 | 0 | 0.0034041 | 0.0021352 | 0.00071702 | 0 | 0 | 0 | 0.00039013 | 0.00020745 | 0 | 0 | 0.0034041 | 0.0025253 | 0.00071702 | 0 | 0.00020745 | 0.0068539 | 94500.1276
140953 | hvac_0021 | Cold Climate Challenge HP RTU, Electric Backup | FALSE | 1.1331 | Healthcare | GA, Cobb County | 80001_100000 | Multizone CAV/VAV | gen2_t8_halogen | Georgia | 21.6866 | F: Buildings with Electric Resistance Multizone Systems | 0.00073798 | 0.0008791 | 0 | 0 | 0 | 0.0038509 | 0.0020711 | 0.0010718 | 0 | 0.00016701 | 0 | 0.00038565 | 0 | 0 | 0 | 0.0038509 | 0.0024567 | 0.0010718 | 0 | 0.00016701 | 0.0075464 | 101981.899
140950 | hvac_0022 | Ideal Thermal Air Loads | TRUE | 1.26 | Healthcare | GA, Cobb County | 70001_80000 | Multizone CAV/VAV | gen5_led | Georgia | 26.6202 | F: Buildings with Electric Resistance Multizone Systems | 0.0003641 | 0.00043116 | 0.0039768 | 0.00072619 | 0 | 0.00043089 | 0.0021352 | 0.00071702 | 0 | 0 | 0 | 0.00039013 | 0.00020744 | 0 | 0 | 0.0051339 | 0.0025253 | 0.00071702 | 0 | 0.00020744 | 0.0085836 | 94500.1276
140953 | hvac_0022 | Ideal Thermal Air Loads | TRUE | 1.1331 | Healthcare | GA, Cobb County | 80001_100000 | Multizone CAV/VAV | gen2_t8_halogen | Georgia | 27.1898 | F: Buildings with Electric Resistance Multizone Systems | 0.00037991 | 0.00047561 | 0.0046754 | 0.00062551 | 0 | 0.00046501 | 0.0020711 | 0.0010718 | 0 | 0.00016701 | 0 | 0.00038565 | 0 | 0 | 0 | 0.0057659 | 0.0024567 | 0.0010718 | 0 | 0.00016701 | 0.0094614 | 101981.899
140950 | ltg_0001 | LED Lighting | FALSE | 1.26 | Healthcare | GA, Cobb County | 70001_80000 | Multizone CAV/VAV | gen5_led | Georgia | 21.2557 | F: Buildings with Electric Resistance Multizone Systems | 0.00067997 | 0.00078547 | 0 | 0 | 0 | 0.0034041 | 0.0021352 | 0.00071702 | 0 | 0 | 0 | 0.00039013 | 0.00020745 | 0 | 0 | 0.0034041 | 0.0025253 | 0.00071702 | 0 | 0.00020745 | 0.0068539 | 94500.1276
140953 | ltg_0001 | LED Lighting | TRUE | 1.1331 | Healthcare | GA, Cobb County | 80001_100000 | Multizone CAV/VAV | gen2_t8_halogen | Georgia | 20.7387 | F: Buildings with Electric Resistance Multizone Systems | 0.0007153 | 0.0008398 | 0 | 0 | 0 | 0.0038914 | 0.0020711 | 0.00070145 | 0 | 0.00016701 | 0 | 0.00038565 | 0 | 0 | 0 | 0.0038914 | 0.0024567 | 0.00070145 | 0 | 0.00016701 | 0.0072166 | 101981.899
140950 | ppl_0001 | Electric Kitchen Equipment | FALSE | 1.26 | Healthcare | GA, Cobb County | 70001_80000 | Multizone CAV/VAV | gen5_led | Georgia | 21.2557 | F: Buildings with Electric Resistance Multizone Systems | 0.00067997 | 0.00078547 | 0 | 0 | 0 | 0.0034041 | 0.0021352 | 0.00071702 | 0 | 0 | 0 | 0.00039013 | 0.00020745 | 0 | 0 | 0.0034041 | 0.0025253 | 0.00071702 | 0 | 0.00020745 | 0.0068539 | 94500.1276
140953 | ppl_0001 | Electric Kitchen Equipment | FALSE | 1.1331 | Healthcare | GA, Cobb County | 80001_100000 | Multizone CAV/VAV | gen2_t8_halogen | Georgia | 21.6866 | F: Buildings with Electric Resistance Multizone Systems | 0.00073798 | 0.0008791 | 0 | 0 | 0 | 0.0038509 | 0.0020711 | 0.0010718 | 0 | 0.00016701 | 0 | 0.00038565 | 0 | 0 | 0 | 0.0038509 | 0.0024567 | 0.0010718 | 0 | 0.00016701 | 0.0075464 | 101981.899
140950 | dr_0001 | Demand Flexibility, Thermostat Control, Load Shed for Daily Bldg Peak Reduction | FALSE | 1.26 | Healthcare | GA, Cobb County | 70001_80000 | Multizone CAV/VAV | gen5_led | Georgia | 21.2557 | F: Buildings with Electric Resistance Multizone Systems | 0.00067997 | 0.00078547 | 0 | 0 | 0 | 0.0034041 | 0.0021352 | 0.00071702 | 0 | 0 | 0 | 0.00039013 | 0.00020745 | 0 | 0 | 0.0034041 | 0.0025253 | 0.00071702 | 0 | 0.00020745 | 0.0068539 | 94500.1276
140953 | dr_0001 | Demand Flexibility, Thermostat Control, Load Shed for Daily Bldg Peak Reduction | FALSE | 1.1331 | Healthcare | GA, Cobb County | 80001_100000 | Multizone CAV/VAV | gen2_t8_halogen | Georgia | 21.6866 | F: Buildings with Electric Resistance Multizone Systems | 0.00073798 | 0.0008791 | 0 | 0 | 0 | 0.0038509 | 0.0020711 | 0.0010718 | 0 | 0.00016701 | 0 | 0.00038565 | 0 | 0 | 0 | 0.0038509 | 0.0024567 | 0.0010718 | 0 | 0.00016701 | 0.0075464 | 101981.899
140950 | dr_0002 | Demand Flexibility, Thermostat Control, Load Shift for Daily Bldg Peak Reduction | FALSE | 1.26 | Healthcare | GA, Cobb County | 70001_80000 | Multizone CAV/VAV | gen5_led | Georgia | 21.2557 | F: Buildings with Electric Resistance Multizone Systems | 0.00067997 | 0.00078547 | 0 | 0 | 0 | 0.0034041 | 0.0021352 | 0.00071702 | 0 | 0 | 0 | 0.00039013 | 0.00020745 | 0 | 0 | 0.0034041 | 0.0025253 | 0.00071702 | 0 | 0.00020745 | 0.0068539 | 94500.1276
140953 | dr_0002 | Demand Flexibility, Thermostat Control, Load Shift for Daily Bldg Peak Reduction | FALSE | 1.1331 | Healthcare | GA, Cobb County | 80001_100000 | Multizone CAV/VAV | gen2_t8_halogen | Georgia | 21.6866 | F: Buildings with Electric Resistance Multizone Systems | 0.00073798 | 0.0008791 | 0 | 0 | 0 | 0.0038509 | 0.0020711 | 0.0010718 | 0 | 0.00016701 | 0 | 0.00038565 | 0 | 0 | 0 | 0.0038509 | 0.0024567 | 0.0010718 | 0 | 0.00016701 | 0.0075464 | 101981.899
140950 | dr_0003 | Demand Flexibility, Lighting Control, Load Shed for Daily Bldg Peak Reduction | FALSE | 1.26 | Healthcare | GA, Cobb County | 70001_80000 | Multizone CAV/VAV | gen5_led | Georgia | 21.2557 | F: Buildings with Electric Resistance Multizone Systems | 0.00067997 | 0.00078547 | 0 | 0 | 0 | 0.0034041 | 0.0021352 | 0.00071702 | 0 | 0 | 0 | 0.00039013 | 0.00020745 | 0 | 0 | 0.0034041 | 0.0025253 | 0.00071702 | 0 | 0.00020745 | 0.0068539 | 94500.1276
140953 | dr_0003 | Demand Flexibility, Lighting Control, Load Shed for Daily Bldg Peak Reduction | FALSE | 1.1331 | Healthcare | GA, Cobb County | 80001_100000 | Multizone CAV/VAV | gen2_t8_halogen | Georgia | 21.6866 | F: Buildings with Electric Resistance Multizone Systems | 0.00073798 | 0.0008791 | 0 | 0 | 0 | 0.0038509 | 0.0020711 | 0.0010718 | 0 | 0.00016701 | 0 | 0.00038565 | 0 | 0 | 0 | 0.0038509 | 0.0024567 | 0.0010718 | 0 | 0.00016701 | 0.0075464 | 101981.899
140950 | dr_0004 | Demand Flexibility, Lighting Control, Load Shed for Daily GHG Emission Reduction | FALSE | 1.26 | Healthcare | GA, Cobb County | 70001_80000 | Multizone CAV/VAV | gen5_led | Georgia | 21.2557 | F: Buildings with Electric Resistance Multizone Systems | 0.00067997 | 0.00078547 | 0 | 0 | 0 | 0.0034041 | 0.0021352 | 0.00071702 | 0 | 0 | 0 | 0.00039013 | 0.00020745 | 0 | 0 | 0.0034041 | 0.0025253 | 0.00071702 | 0 | 0.00020745 | 0.0068539 | 94500.1276
140953 | dr_0004 | Demand Flexibility, Lighting Control, Load Shed for Daily GHG Emission Reduction | FALSE | 1.1331 | Healthcare | GA, Cobb County | 80001_100000 | Multizone CAV/VAV | gen2_t8_halogen | Georgia | 21.6866 | F: Buildings with Electric Resistance Multizone Systems | 0.00073798 | 0.0008791 | 0 | 0 | 0 | 0.0038509 | 0.0020711 | 0.0010718 | 0 | 0.00016701 | 0 | 0.00038565 | 0 | 0 | 0 | 0.0038509 | 0.0024567 | 0.0010718 | 0 | 0.00016701 | 0.0075464 | 101981.899
140950 | pkg_0001 | Package 1, Wall & Roof Insulation + New Windows | TRUE | 1.26 | Healthcare | GA, Cobb County | 70001_80000 | Multizone CAV/VAV | gen5_led | Georgia | 20.2389 | F: Buildings with Electric Resistance Multizone Systems | 0.00064356 | 0.0007464 | 0 | 0 | 0 | 0.0030762 | 0.0021352 | 0.00071702 | 0 | 0 | 0 | 0.00039013 | 0.00020745 | 0 | 0 | 0.0030762 | 0.0025253 | 0.00071702 | 0 | 0.00020745 | 0.006526 | 94500.1276
140953 | pkg_0001 | Package 1, Wall & Roof Insulation + New Windows | TRUE | 1.1331 | Healthcare | GA, Cobb County | 80001_100000 | Multizone CAV/VAV | gen2_t8_halogen | Georgia | 20.555 | F: Buildings with Electric Resistance Multizone Systems | 0.00069742 | 0.00083218 | 0 | 0 | 0 | 0.0034572 | 0.0020711 | 0.0010718 | 0 | 0.00016701 | 0 | 0.00038565 | 0 | 0 | 0 | 0.0034572 | 0.0024567 | 0.0010718 | 0 | 0.00016701 | 0.0071527 | 101981.899
140950 | pkg_0002 | Package 2, LED Lighting + Variable Speed HP RTU or HP Boilers | FALSE | 1.26 | Healthcare | GA, Cobb County | 70001_80000 | Multizone CAV/VAV | gen5_led | Georgia | 21.2557 | F: Buildings with Electric Resistance Multizone Systems | 0.00067997 | 0.00078547 | 0 | 0 | 0 | 0.0034041 | 0.0021352 | 0.00071702 | 0 | 0 | 0 | 0.00039013 | 0.00020745 | 0 | 0 | 0.0034041 | 0.0025253 | 0.00071702 | 0 | 0.00020745 | 0.0068539 | 94500.1276
140953 | pkg_0002 | Package 2, LED Lighting + Variable Speed HP RTU or HP Boilers | TRUE | 1.1331 | Healthcare | GA, Cobb County | 80001_100000 | Multizone CAV/VAV | gen2_t8_halogen | Georgia | 20.7388 | F: Buildings with Electric Resistance Multizone Systems | 0.0007153 | 0.0008398 | 0 | 0 | 0 | 0.0038914 | 0.0020711 | 0.00070145 | 0 | 0.00016701 | 0 | 0.00038565 | 0 | 0 | 0 | 0.0038914 | 0.0024567 | 0.00070145 | 0 | 0.00016701 | 0.0072166 | 101981.899
140950 | pkg_0003 | Package 3, LED Lighting + Standard Performance HP RTU or HP Boilers | FALSE | 1.26 | Healthcare | GA, Cobb County | 70001_80000 | Multizone CAV/VAV | gen5_led | Georgia | 21.2557 | F: Buildings with Electric Resistance Multizone Systems | 0.00067997 | 0.00078547 | 0 | 0 | 0 | 0.0034041 | 0.0021352 | 0.00071702 | 0 | 0 | 0 | 0.00039013 | 0.00020745 | 0 | 0 | 0.0034041 | 0.0025253 | 0.00071702 | 0 | 0.00020745 | 0.0068539 | 94500.1276
140953 | pkg_0003 | Package 3, LED Lighting + Standard Performance HP RTU or HP Boilers | TRUE | 1.1331 | Healthcare | GA, Cobb County | 80001_100000 | Multizone CAV/VAV | gen2_t8_halogen | Georgia | 20.7387 | F: Buildings with Electric Resistance Multizone Systems | 0.0007153 | 0.0008398 | 0 | 0 | 0 | 0.0038914 | 0.0020711 | 0.00070145 | 0 | 0.00016701 | 0 | 0.00038565 | 0 | 0 | 0 | 0.0038914 | 0.0024567 | 0.00070145 | 0 | 0.00016701 | 0.0072166 | 101981.899
140950 | pkg_0004 | Package 4, Package 1 + Package 2 | TRUE | 1.26 | Healthcare | GA, Cobb County | 70001_80000 | Multizone CAV/VAV | gen5_led | Georgia | 20.2389 | F: Buildings with Electric Resistance Multizone Systems | 0.00064356 | 0.0007464 | 0 | 0 | 0 | 0.0030762 | 0.0021352 | 0.00071702 | 0 | 0 | 0 | 0.00039013 | 0.00020745 | 0 | 0 | 0.0030762 | 0.0025253 | 0.00071702 | 0 | 0.00020745 | 0.006526 | 94500.1276
140953 | pkg_0004 | Package 4, Package 1 + Package 2 | TRUE | 1.1331 | Healthcare | GA, Cobb County | 80001_100000 | Multizone CAV/VAV | gen2_t8_halogen | Georgia | 19.6397 | F: Buildings with Electric Resistance Multizone Systems | 0.00067464 | 0.00079422 | 0 | 0 | 0 | 0.003509 | 0.0020711 | 0.00070145 | 0 | 0.00016701 | 0 | 0.00038565 | 0 | 0 | 0 | 0.003509 | 0.0024567 | 0.00070145 | 0 | 0.00016701 | 0.0068342 | 101981.899
140950 | pkg_0005 | Package 5, Variable Speed HP RTU or HP Boilers + Economizer + DCV + Energy Recovery | TRUE | 1.26 | Healthcare | GA, Cobb County | 70001_80000 | Multizone CAV/VAV | gen5_led | Georgia | 20.6896 | F: Buildings with Electric Resistance Multizone Systems | 0.00065391 | 0.00076372 | 0 | 0 | 0 | 0.0032216 | 0.0021352 | 0.00071702 | 0 | 0 | 0 | 0.00039013 | 0.00020745 | 0 | 0 | 0.0032216 | 0.0025253 | 0.00071702 | 0 | 0.00020745 | 0.0066713 | 94500.1276
140953 | pkg_0005 | Package 5, Variable Speed HP RTU or HP Boilers + Economizer + DCV + Energy Recovery | TRUE | 1.1331 | Healthcare | GA, Cobb County | 80001_100000 | Multizone CAV/VAV | gen2_t8_halogen | Georgia | 21.035 | F: Buildings with Electric Resistance Multizone Systems | 0.00070582 | 0.00085208 | 0 | 0 | 0 | 0.0036242 | 0.0020711 | 0.0010718 | 0 | 0.00016701 | 0 | 0.00038565 | 0 | 0 | 0 | 0.0036242 | 0.0024567 | 0.0010718 | 0 | 0.00016701 | 0.0073197 | 101981.899
140950 | pkg_0006 | Comprehensive Geothermal Heat Pump Package, Hydronic GHP, Packaged GHP, or Console GHP | TRUE | 1.26 | Healthcare | GA, Cobb County | 70001_80000 | Multizone CAV/VAV | gen5_led | Georgia | 19.539 | F: Buildings with Electric Resistance Multizone Systems | 0.00060692 | 0.00071951 | 0 | 0 | 0 | 0.0028506 | 0.0021352 | 0.00071702 | 0 | 0 | 0 | 0.00039013 | 0.00020745 | 0 | 0 | 0.0028506 | 0.0025253 | 0.00071702 | 0 | 0.00020745 | 0.0063003 | 94500.1276
140953 | pkg_0006 | Comprehensive Geothermal Heat Pump Package, Hydronic GHP, Packaged GHP, or Console GHP | TRUE | 1.1331 | Healthcare | GA, Cobb County | 80001_100000 | Multizone CAV/VAV | gen2_t8_halogen | Georgia | 20.5785 | F: Buildings with Electric Resistance Multizone Systems | 0.00068279 | 0.00083316 | 0 | 0 | 0 | 0.0034654 | 0.0020711 | 0.0010718 | 0 | 0.00016701 | 0 | 0.00038565 | 0 | 0 | 0 | 0.0034654 | 0.0024567 | 0.0010718 | 0 | 0.00016701 | 0.0071609 | 101981.899
140950 | pkg_0007 | Package 6, Demand Flexibility, Lighting + Thermostat Control, Load Shed for Daily Bldg Peak Reduction | FALSE | 1.26 | Healthcare | GA, Cobb County | 70001_80000 | Multizone CAV/VAV | gen5_led | Georgia | 21.2557 | F: Buildings with Electric Resistance Multizone Systems | 0.00067997 | 0.00078547 | 0 | 0 | 0 | 0.0034041 | 0.0021352 | 0.00071702 | 0 | 0 | 0 | 0.00039013 | 0.00020745 | 0 | 0 | 0.0034041 | 0.0025253 | 0.00071702 | 0 | 0.00020745 | 0.0068539 | 94500.1276
140953 | pkg_0007 | Package 6, Demand Flexibility, Lighting + Thermostat Control, Load Shed for Daily Bldg Peak Reduction | FALSE | 1.1331 | Healthcare | GA, Cobb County | 80001_100000 | Multizone CAV/VAV | gen2_t8_halogen | Georgia | 21.6866 | F: Buildings with Electric Resistance Multizone Systems | 0.00073798 | 0.0008791 | 0 | 0 | 0 | 0.0038509 | 0.0020711 | 0.0010718 | 0 | 0.00016701 | 0 | 0.00038565 | 0 | 0 | 0 | 0.0038509 | 0.0024567 | 0.0010718 | 0 | 0.00016701 | 0.0075464 | 101981.899
118039 | env_0001 | Wall Insulation | TRUE | 0.45307 | Healthcare | GA, Coweta County | 600001_1mil | Multizone CAV/VAV | gen2_t8_halogen | Georgia | 36.7349 | D: Buildings with Hydronically Heated Multizone Systems | 0.0038976 | 0.0044056 | 0 | 0 | 0 | 0.012353 | 0.0078317 | 0.005162 | 6.2129e-05 | 0.0007622 | 0.017657 | 0.00027817 | 0.0013259 | 0 | 0 | 0.030009 | 0.0081099 | 0.005162 | 6.2129e-05 | 0.0020881 | 0.045431 | 362452.676
142150 | env_0001 | Wall Insulation | TRUE | 1.1045 | Healthcare | GA, Coweta County | 100001_150000 | Small Packaged Unit | gen2_t8_halogen | Georgia | 27.8385 | A: Non Food-Service Buildings with Small Packaged Units | 0.0011956 | 0.0014537 | 0 | 0 | 0 | 0.0068338 | 0.0027729 | 0.0014219 | 0 | 0 | 0.0012934 | 0.00051733 | 0.0002756 | 0 | 0 | 0.0081272 | 0.0032902 | 0.0014219 | 0 | 0.0002756 | 0.013115 | 138068.3682
118039 | env_0002 | Roof Insulation | TRUE | 0.45307 | Healthcare | GA, Coweta County | 600001_1mil | Multizone CAV/VAV | gen2_t8_halogen | Georgia | 36.3376 | D: Buildings with Hydronically Heated Multizone Systems | 0.0038694 | 0.004363 | 0 | 0 | 0 | 0.012167 | 0.0078317 | 0.005162 | 6.1944e-05 | 0.0007622 | 0.017351 | 0.00027817 | 0.0013259 | 0 | 0 | 0.029518 | 0.0081099 | 0.005162 | 6.1944e-05 | 0.0020881 | 0.04494 | 362452.676
142150 | env_0002 | Roof Insulation | TRUE | 1.1045 | Healthcare | GA, Coweta County | 100001_150000 | Small Packaged Unit | gen2_t8_halogen | Georgia | 27.1254 | A: Non Food-Service Buildings with Small Packaged Units | 0.0011748 | 0.0014261 | 0 | 0 | 0 | 0.0067364 | 0.0027729 | 0.0014219 | 0 | 0 | 0.0010549 | 0.00051733 | 0.0002756 | 0 | 0 | 0.0077913 | 0.0032902 | 0.0014219 | 0 | 0.0002756 | 0.012779 | 138068.3682
118039 | env_0003 | Secondary Windows | TRUE | 0.45307 | Healthcare | GA, Coweta County | 600001_1mil | Multizone CAV/VAV | gen2_t8_halogen | Georgia | 36.7886 | D: Buildings with Hydronically Heated Multizone Systems | 0.0039024 | 0.0044099 | 0 | 0 | 0 | 0.012349 | 0.0078317 | 0.005162 | 6.2129e-05 | 0.0007622 | 0.017727 | 0.00027817 | 0.0013259 | 0 | 0 | 0.030076 | 0.0081099 | 0.005162 | 6.2129e-05 | 0.0020881 | 0.045498 | 362452.676
142150 | env_0003 | Secondary Windows | TRUE | 1.1045 | Healthcare | GA, Coweta County | 100001_150000 | Small Packaged Unit | gen2_t8_halogen | Georgia | 28.0487 | A: Non Food-Service Buildings with Small Packaged Units | 0.0012024 | 0.0014615 | 0 | 0 | 0 | 0.006858 | 0.0027729 | 0.0014219 | 0 | 0 | 0.0013682 | 0.00051733 | 0.0002756 | 0 | 0 | 0.0082262 | 0.0032902 | 0.0014219 | 0 | 0.0002756 | 0.013214 | 138068.3682
118039 | env_0004 | Window Film | TRUE | 0.45307 | Healthcare | GA, Coweta County | 600001_1mil | Multizone CAV/VAV | gen2_t8_halogen | Georgia | 36.896 | D: Buildings with Hydronically Heated Multizone Systems | 0.0039113 | 0.0044183 | 0 | 0 | 0 | 0.012341 | 0.0078317 | 0.005162 | 6.2129e-05 | 0.0007622 | 0.017868 | 0.00027817 | 0.0013259 | 0 | 0 | 0.030209 | 0.0081099 | 0.005162 | 6.2129e-05 | 0.0020881 | 0.045631 | 362452.676
142150 | env_0004 | Window Film | TRUE | 1.1045 | Healthcare | GA, Coweta County | 100001_150000 | Small Packaged Unit | gen2_t8_halogen | Georgia | 28.0462 | A: Non Food-Service Buildings with Small Packaged Units | 0.0012022 | 0.0014611 | 0 | 0 | 0 | 0.0068509 | 0.0027729 | 0.0014219 | 0 | 0 | 0.0013742 | 0.00051733 | 0.0002756 | 0 | 0 | 0.008225 | 0.0032902 | 0.0014219 | 0 | 0.0002756 | 0.013213 | 138068.3682
118039 | env_0005 | New Windows | TRUE | 0.45307 | Healthcare | GA, Coweta County | 600001_1mil | Multizone CAV/VAV | gen2_t8_halogen | Georgia | 36.8312 | D: Buildings with Hydronically Heated Multizone Systems | 0.0039059 | 0.0044121 | 0 | 0 | 0 | 0.012326 | 0.0078317 | 0.005162 | 6.2129e-05 | 0.0007622 | 0.017803 | 0.00027817 | 0.0013259 | 0 | 0 | 0.030129 | 0.0081099 | 0.005162 | 6.2129e-05 | 0.0020881 | 0.045551 | 362452.676
142150 | env_0005 | New Windows | TRUE | 1.1045 | Healthcare | GA, Coweta County | 100001_150000 | Small Packaged Unit | gen2_t8_halogen | Georgia | 28.0416 | A: Non Food-Service Buildings with Small Packaged Units | 0.0012021 | 0.0014613 | 0 | 0 | 0 | 0.006858 | 0.0027729 | 0.0014219 | 0 | 0 | 0.0013649 | 0.00051733 | 0.0002756 | 0 | 0 | 0.0082229 | 0.0032902 | 0.0014219 | 0 | 0.0002756 | 0.013211 | 138068.3682
118039 | hvac_0001 | HP Boiler, Electric Backup | TRUE | 0.45307 | Healthcare | GA, Coweta County | 600001_1mil | Multizone CAV/VAV | gen2_t8_halogen | Georgia | 25.9289 | D: Buildings with Hydronically Heated Multizone Systems | 0.0032262 | 0.0037374 | 0 | 0 | 0 | 0.016645 | 0.0078317 | 0.005162 | 6.2133e-05 | 0.0007622 | 0 | 0.00027817 | 0.0013259 | 0 | 0 | 0.016645 | 0.0081099 | 0.005162 | 6.2133e-05 | 0.0020881 | 0.032067 | 362452.676
142150 | hvac_0001 | HP Boiler, Electric Backup | FALSE | 1.1045 | Healthcare | GA, Coweta County | 100001_150000 | Small Packaged Unit | gen2_t8_halogen | Georgia | 28.0537 | A: Non Food-Service Buildings with Small Packaged Units | 0.0012025 | 0.0014617 | 0 | 0 | 0 | 0.0068589 | 0.0027729 | 0.0014219 | 0 | 0 | 0.0013697 | 0.00051733 | 0.0002756 | 0 | 0 | 0.0082286 | 0.0032902 | 0.0014219 | 0 | 0.0002756 | 0.013216 | 138068.3682
118039 | hvac_0002 | HP Boiler, Gas Backup | TRUE | 0.45307 | Healthcare | GA, Coweta County | 600001_1mil | Multizone CAV/VAV | gen2_t8_halogen | Georgia | 25.931 | D: Buildings with Hydronically Heated Multizone Systems | 0.0032258 | 0.0037371 | 0 | 0 | 0 | 0.016635 | 0.0078317 | 0.005162 | 6.2133e-05 | 0.0007622 | 1.2591e-05 | 0.00027817 | 0.0013259 | 0 | 0 | 0.016648 | 0.0081099 | 0.005162 | 6.2133e-05 | 0.0020881 | 0.03207 | 362452.676
142150 | hvac_0002 | HP Boiler, Gas Backup | FALSE | 1.1045 | Healthcare | GA, Coweta County | 100001_150000 | Small Packaged Unit | gen2_t8_halogen | Georgia | 28.0537 | A: Non Food-Service Buildings with Small Packaged Units | 0.0012025 | 0.0014617 | 0 | 0 | 0 | 0.0068589 | 0.0027729 | 0.0014219 | 0 | 0 | 0.0013697 | 0.00051733 | 0.0002756 | 0 | 0 | 0.0082286 | 0.0032902 | 0.0014219 | 0 | 0.0002756 | 0.013216 | 138068.3682
118039 | hvac_0003 | DOAS HP Minisplits | FALSE | 0.45307 | Healthcare | GA, Coweta County | 600001_1mil | Multizone CAV/VAV | gen2_t8_halogen | Georgia | 36.7929 | D: Buildings with Hydronically Heated Multizone Systems | 0.0039031 | 0.0044122 | 0 | 0 | 0 | 0.012387 | 0.0078317 | 0.005162 | 6.2129e-05 | 0.0007622 | 0.017694 | 0.00027817 | 0.0013259 | 0 | 0 | 0.030081 | 0.0081099 | 0.005162 | 6.2129e-05 | 0.0020881 | 0.045503 | 362452.676
142150 | hvac_0003 | DOAS HP Minisplits | FALSE | 1.1045 | Healthcare | GA, Coweta County | 100001_150000 | Small Packaged Unit | gen2_t8_halogen | Georgia | 28.0537 | A: Non Food-Service Buildings with Small Packaged Units | 0.0012025 | 0.0014617 | 0 | 0 | 0 | 0.0068589 | 0.0027729 | 0.0014219 | 0 | 0 | 0.0013697 | 0.00051733 | 0.0002756 | 0 | 0 | 0.0082286 | 0.0032902 | 0.0014219 | 0 | 0.0002756 | 0.013216 | 138068.3682
118039 | hvac_0004 | Variable Speed HP RTU, Original Heating Fuel Backup | FALSE | 0.45307 | Healthcare | GA, Coweta County | 600001_1mil | Multizone CAV/VAV | gen2_t8_halogen | Georgia | 36.7929 | D: Buildings with Hydronically Heated Multizone Systems | 0.0039031 | 0.0044122 | 0 | 0 | 0 | 0.012387 | 0.0078317 | 0.005162 | 6.2129e-05 | 0.0007622 | 0.017694 | 0.00027817 | 0.0013259 | 0 | 0 | 0.030081 | 0.0081099 | 0.005162 | 6.2129e-05 | 0.0020881 | 0.045503 | 362452.676
142150 | hvac_0004 | Variable Speed HP RTU, Original Heating Fuel Backup | TRUE | 1.1045 | Healthcare | GA, Coweta County | 100001_150000 | Small Packaged Unit | gen2_t8_halogen | Georgia | 19.8683 | A: Non Food-Service Buildings with Small Packaged Units | 0.00086884 | 0.0010682 | 0 | 0 | 0 | 0.0042624 | 0.0027729 | 0.0014219 | 0 | 0 | 0.00011 | 0.00051733 | 0.00027561 | 0 | 0 | 0.0043724 | 0.0032902 | 0.0014219 | 0 | 0.00027561 | 0.0093601 | 138068.3682
118039 | hvac_0005 | Variable Speed HP RTU, Electric Backup | FALSE | 0.45307 | Healthcare | GA, Coweta County | 600001_1mil | Multizone CAV/VAV | gen2_t8_halogen | Georgia | 36.7929 | D: Buildings with Hydronically Heated Multizone Systems | 0.0039031 | 0.0044122 | 0 | 0 | 0 | 0.012387 | 0.0078317 | 0.005162 | 6.2129e-05 | 0.0007622 | 0.017694 | 0.00027817 | 0.0013259 | 0 | 0 | 0.030081 | 0.0081099 | 0.005162 | 6.2129e-05 | 0.0020881 | 0.045503 | 362452.676
142150 | hvac_0005 | Variable Speed HP RTU, Electric Backup | TRUE | 1.1045 | Healthcare | GA, Coweta County | 100001_150000 | Small Packaged Unit | gen2_t8_halogen | Georgia | 19.821 | A: Non Food-Service Buildings with Small Packaged Units | 0.00087323 | 0.0010713 | 0 | 0 | 0 | 0.0043501 | 0.0027729 | 0.0014219 | 0 | 0 | 0 | 0.00051733 | 0.00027561 | 0 | 0 | 0.0043501 | 0.0032902 | 0.0014219 | 0 | 0.00027561 | 0.0093379 | 138068.3682
118039 | hvac_0006 | VRF with DOAS | FALSE | 0.45307 | Healthcare | GA, Coweta County | 600001_1mil | Multizone CAV/VAV | gen2_t8_halogen | Georgia | 36.7929 | D: Buildings with Hydronically Heated Multizone Systems | 0.0039031 | 0.0044122 | 0 | 0 | 0 | 0.012387 | 0.0078317 | 0.005162 | 6.2129e-05 | 0.0007622 | 0.017694 | 0.00027817 | 0.0013259 | 0 | 0 | 0.030081 | 0.0081099 | 0.005162 | 6.2129e-05 | 0.0020881 | 0.045503 | 362452.676
142150 | hvac_0006 | VRF with DOAS | FALSE | 1.1045 | Healthcare | GA, Coweta County | 100001_150000 | Small Packaged Unit | gen2_t8_halogen | Georgia | 28.0537 | A: Non Food-Service Buildings with Small Packaged Units | 0.0012025 | 0.0014617 | 0 | 0 | 0 | 0.0068589 | 0.0027729 | 0.0014219 | 0 | 0 | 0.0013697 | 0.00051733 | 0.0002756 | 0 | 0 | 0.0082286 | 0.0032902 | 0.0014219 | 0 | 0.0002756 | 0.013216 | 138068.3682
118039 | hvac_0007 | Demand Control Ventilation | TRUE | 0.45307 | Healthcare | GA, Coweta County | 600001_1mil | Multizone CAV/VAV | gen2_t8_halogen | Georgia | 36.7309 | D: Buildings with Hydronically Heated Multizone Systems | 0.0039083 | 0.0044126 | 0 | 0 | 0 | 0.012493 | 0.0078317 | 0.005162 | 6.2138e-05 | 0.0007622 | 0.017511 | 0.00027817 | 0.0013259 | 0 | 0 | 0.030004 | 0.0081099 | 0.005162 | 6.2138e-05 | 0.0020881 | 0.045427 | 362452.676
142150 | hvac_0007 | Demand Control Ventilation | TRUE | 1.1045 | Healthcare | GA, Coweta County | 100001_150000 | Small Packaged Unit | gen2_t8_halogen | Georgia | 27.1403 | A: Non Food-Service Buildings with Small Packaged Units | 0.0011741 | 0.0014336 | 0 | 0 | 0 | 0.0068701 | 0.0027729 | 0.0014219 | 0 | 0 | 0.00092823 | 0.00051733 | 0.0002756 | 0 | 0 | 0.0077983 | 0.0032902 | 0.0014219 | 0 | 0.0002756 | 0.012786 | 138068.3682
118039 | hvac_0008 | Energy Recovery for AHUs | TRUE | 0.45307 | Healthcare | GA, Coweta County | 600001_1mil | Multizone CAV/VAV | gen2_t8_halogen | Georgia | 36.3784 | D: Buildings with Hydronically Heated Multizone Systems | 0.0038866 | 0.0043915 | 0 | 0 | 0 | 0.012646 | 0.0078317 | 0.005162 | 6.2133e-05 | 0.0007622 | 0.016922 | 0.00027817 | 0.0013259 | 0 | 0 | 0.029569 | 0.0081099 | 0.005162 | 6.2133e-05 | 0.0020881 | 0.044991 | 362452.676
142150 | hvac_0008 | Energy Recovery for AHUs | TRUE | 1.1045 | Healthcare | GA, Coweta County | 100001_150000 | Small Packaged Unit | gen2_t8_halogen | Georgia | 26.5825 | A: Non Food-Service Buildings with Small Packaged Units | 0.0011637 | 0.0014176 | 0 | 0 | 0 | 0.0069005 | 0.0027729 | 0.0014219 | 0 | 0 | 0.00063496 | 0.00051733 | 0.0002756 | 0 | 0 | 0.0075355 | 0.0032902 | 0.0014219 | 0 | 0.0002756 | 0.012523 | 138068.3682
118039 | hvac_0009 | Air Side Economizers for AHUs | TRUE | 0.45307 | Healthcare | GA, Coweta County | 600001_1mil | Multizone CAV/VAV | gen2_t8_halogen | Georgia | 36.7958 | D: Buildings with Hydronically Heated Multizone Systems | 0.0039008 | 0.00441 | 0 | 0 | 0 | 0.01234 | 0.0078317 | 0.005162 | 6.2129e-05 | 0.0007622 | 0.017745 | 0.00027817 | 0.0013259 | 0 | 0 | 0.030085 | 0.0081099 | 0.005162 | 6.2129e-05 | 0.0020881 | 0.045507 | 362452.676
142150 | hvac_0009 | Air Side Economizers for AHUs | TRUE | 1.1045 | Healthcare | GA, Coweta County | 100001_150000 | Small Packaged Unit | gen2_t8_halogen | Georgia | 27.8443 | A: Non Food-Service Buildings with Small Packaged Units | 0.0011953 | 0.0014489 | 0 | 0 | 0 | 0.0067391 | 0.0027729 | 0.0014219 | 0 | 0 | 0.0013908 | 0.00051733 | 0.00027561 | 0 | 0 | 0.00813 | 0.0032902 | 0.0014219 | 0 | 0.00027561 | 0.013118 | 138068.3682
118039 | hvac_0010 | VRF with DOAS, 25pct Heat Pump Upsizing Allowance | FALSE | 0.45307 | Healthcare | GA, Coweta County | 600001_1mil | Multizone CAV/VAV | gen2_t8_halogen | Georgia | 36.7929 | D: Buildings with Hydronically Heated Multizone Systems | 0.0039031 | 0.0044122 | 0 | 0 | 0 | 0.012387 | 0.0078317 | 0.005162 | 6.2129e-05 | 0.0007622 | 0.017694 | 0.00027817 | 0.0013259 | 0 | 0 | 0.030081 | 0.0081099 | 0.005162 | 6.2129e-05 | 0.0020881 | 0.045503 | 362452.676
142150 | hvac_0010 | VRF with DOAS, 25pct Heat Pump Upsizing Allowance | FALSE | 1.1045 | Healthcare | GA, Coweta County | 100001_150000 | Small Packaged Unit | gen2_t8_halogen | Georgia | 28.0537 | A: Non Food-Service Buildings with Small Packaged Units | 0.0012025 | 0.0014617 | 0 | 0 | 0 | 0.0068589 | 0.0027729 | 0.0014219 | 0 | 0 | 0.0013697 | 0.00051733 | 0.0002756 | 0 | 0 | 0.0082286 | 0.0032902 | 0.0014219 | 0 | 0.0002756 | 0.013216 | 138068.3682
118039 | hvac_0012 | Unoccupied AHU Control | FALSE | 0.45307 | Healthcare | GA, Coweta County | 600001_1mil | Multizone CAV/VAV | gen2_t8_halogen | Georgia | 36.7929 | D: Buildings with Hydronically Heated Multizone Systems | 0.0039031 | 0.0044122 | 0 | 0 | 0 | 0.012387 | 0.0078317 | 0.005162 | 6.2129e-05 | 0.0007622 | 0.017694 | 0.00027817 | 0.0013259 | 0 | 0 | 0.030081 | 0.0081099 | 0.005162 | 6.2129e-05 | 0.0020881 | 0.045503 | 362452.676
142150 | hvac_0012 | Unoccupied AHU Control | FALSE | 1.1045 | Healthcare | GA, Coweta County | 100001_150000 | Small Packaged Unit | gen2_t8_halogen | Georgia | 28.0537 | A: Non Food-Service Buildings with Small Packaged Units | 0.0012025 | 0.0014617 | 0 | 0 | 0 | 0.0068589 | 0.0027729 | 0.0014219 | 0 | 0 | 0.0013697 | 0.00051733 | 0.0002756 | 0 | 0 | 0.0082286 | 0.0032902 | 0.0014219 | 0 | 0.0002756 | 0.013216 | 138068.3682
118039 | hvac_0013 | Variable Speed HP RTU, Electric Backup, Energy Recovery | FALSE | 0.45307 | Healthcare | GA, Coweta County | 600001_1mil | Multizone CAV/VAV | gen2_t8_halogen | Georgia | 36.7929 | D: Buildings with Hydronically Heated Multizone Systems | 0.0039031 | 0.0044122 | 0 | 0 | 0 | 0.012387 | 0.0078317 | 0.005162 | 6.2129e-05 | 0.0007622 | 0.017694 | 0.00027817 | 0.0013259 | 0 | 0 | 0.030081 | 0.0081099 | 0.005162 | 6.2129e-05 | 0.0020881 | 0.045503 | 362452.676
142150 | hvac_0013 | Variable Speed HP RTU, Electric Backup, Energy Recovery | FALSE | 1.1045 | Healthcare | GA, Coweta County | 100001_150000 | Small Packaged Unit | gen2_t8_halogen | Georgia | 28.0537 | A: Non Food-Service Buildings with Small Packaged Units | 0.0012025 | 0.0014617 | 0 | 0 | 0 | 0.0068589 | 0.0027729 | 0.0014219 | 0 | 0 | 0.0013697 | 0.00051733 | 0.0002756 | 0 | 0 | 0.0082286 | 0.0032902 | 0.0014219 | 0 | 0.0002756 | 0.013216 | 138068.3682
118039 | hvac_0014 | Advanced RTU Controls | FALSE | 0.45307 | Healthcare | GA, Coweta County | 600001_1mil | Multizone CAV/VAV | gen2_t8_halogen | Georgia | 36.7929 | D: Buildings with Hydronically Heated Multizone Systems | 0.0039031 | 0.0044122 | 0 | 0 | 0 | 0.012387 | 0.0078317 | 0.005162 | 6.2129e-05 | 0.0007622 | 0.017694 | 0.00027817 | 0.0013259 | 0 | 0 | 0.030081 | 0.0081099 | 0.005162 | 6.2129e-05 | 0.0020881 | 0.045503 | 362452.676
142150 | hvac_0014 | Advanced RTU Controls | TRUE | 1.1045 | Healthcare | GA, Coweta County | 100001_150000 | Small Packaged Unit | gen2_t8_halogen | Georgia | 21.5313 | A: Non Food-Service Buildings with Small Packaged Units | 0.00087379 | 0.0010987 | 0 | 0 | 0 | 0.0038453 | 0.0027729 | 0.0014219 | 0 | 0 | 0.0013105 | 0.00051733 | 0.00027561 | 0 | 0 | 0.0051558 | 0.0032902 | 0.0014219 | 0 | 0.00027561 | 0.010144 | 138068.3682
118039 | hvac_0015 | Hydronic Water-to-Water Geothermal Heat Pump | FALSE | 0.45307 | Healthcare | GA, Coweta County | 600001_1mil | Multizone CAV/VAV | gen2_t8_halogen | Georgia | 36.7929 | D: Buildings with Hydronically Heated Multizone Systems | 0.0039031 | 0.0044122 | 0 | 0 | 0 | 0.012387 | 0.0078317 | 0.005162 | 6.2129e-05 | 0.0007622 | 0.017694 | 0.00027817 | 0.0013259 | 0 | 0 | 0.030081 | 0.0081099 | 0.005162 | 6.2129e-05 | 0.0020881 | 0.045503 | 362452.676
142150 | hvac_0015 | Hydronic Water-to-Water Geothermal Heat Pump | FALSE | 1.1045 | Healthcare | GA, Coweta County | 100001_150000 | Small Packaged Unit | gen2_t8_halogen | Georgia | 28.0537 | A: Non Food-Service Buildings with Small Packaged Units | 0.0012025 | 0.0014617 | 0 | 0 | 0 | 0.0068589 | 0.0027729 | 0.0014219 | 0 | 0 | 0.0013697 | 0.00051733 | 0.0002756 | 0 | 0 | 0.0082286 | 0.0032902 | 0.0014219 | 0 | 0.0002756 | 0.013216 | 138068.3682
118039 | hvac_0016 | Packaged Water-to-Air Geothermal Heat Pump | FALSE | 0.45307 | Healthcare | GA, Coweta County | 600001_1mil | Multizone CAV/VAV | gen2_t8_halogen | Georgia | 36.7929 | D: Buildings with Hydronically Heated Multizone Systems | 0.0039031 | 0.0044122 | 0 | 0 | 0 | 0.012387 | 0.0078317 | 0.005162 | 6.2129e-05 | 0.0007622 | 0.017694 | 0.00027817 | 0.0013259 | 0 | 0 | 0.030081 | 0.0081099 | 0.005162 | 6.2129e-05 | 0.0020881 | 0.045503 | 362452.676
142150 | hvac_0016 | Packaged Water-to-Air Geothermal Heat Pump | TRUE | 1.1045 | Healthcare | GA, Coweta County | 100001_150000 | Small Packaged Unit | gen2_t8_halogen | Georgia | 16.3455 | A: Non Food-Service Buildings with Small Packaged Units | 0.00070115 | 0.00087614 | 0 | 0 | 0 | 0.0027128 | 0.0027729 | 0.0014219 | 0 | 0 | 0 | 0.00051733 | 0.0002756 | 0 | 0 | 0.0027128 | 0.0032902 | 0.0014219 | 0 | 0.0002756 | 0.0077005 | 138068.3682
118039 | hvac_0017 | Console Water-to-Air Geothermal Heat Pump | FALSE | 0.45307 | Healthcare | GA, Coweta County | 600001_1mil | Multizone CAV/VAV | gen2_t8_halogen | Georgia | 36.7929 | D: Buildings with Hydronically Heated Multizone Systems | 0.0039031 | 0.0044122 | 0 | 0 | 0 | 0.012387 | 0.0078317 | 0.005162 | 6.2129e-05 | 0.0007622 | 0.017694 | 0.00027817 | 0.0013259 | 0 | 0 | 0.030081 | 0.0081099 | 0.005162 | 6.2129e-05 | 0.0020881 | 0.045503 | 362452.676
142150 | hvac_0017 | Console Water-to-Air Geothermal Heat Pump | FALSE | 1.1045 | Healthcare | GA, Coweta County | 100001_150000 | Small Packaged Unit | gen2_t8_halogen | Georgia | 28.0537 | A: Non Food-Service Buildings with Small Packaged Units | 0.0012025 | 0.0014617 | 0 | 0 | 0 | 0.0068589 | 0.0027729 | 0.0014219 | 0 | 0 | 0.0013697 | 0.00051733 | 0.0002756 | 0 | 0 | 0.0082286 | 0.0032902 | 0.0014219 | 0 | 0.0002756 | 0.013216 | 138068.3682
118039 | hvac_0018 | Standard Performance HP RTU, Electric Backup | FALSE | 0.45307 | Healthcare | GA, Coweta County | 600001_1mil | Multizone CAV/VAV | gen2_t8_halogen | Georgia | 36.7929 | D: Buildings with Hydronically Heated Multizone Systems | 0.0039031 | 0.0044122 | 0 | 0 | 0 | 0.012387 | 0.0078317 | 0.005162 | 6.2129e-05 | 0.0007622 | 0.017694 | 0.00027817 | 0.0013259 | 0 | 0 | 0.030081 | 0.0081099 | 0.005162 | 6.2129e-05 | 0.0020881 | 0.045503 | 362452.676
142150 | hvac_0018 | Standard Performance HP RTU, Electric Backup | TRUE | 1.1045 | Healthcare | GA, Coweta County | 100001_150000 | Small Packaged Unit | gen2_t8_halogen | Georgia | 21.496 | A: Non Food-Service Buildings with Small Packaged Units | 0.00095236 | 0.0011653 | 0 | 0 | 0 | 0.0051392 | 0.0027729 | 0.0014219 | 0 | 0 | 0 | 0.00051733 | 0.00027561 | 0 | 0 | 0.0051392 | 0.0032902 | 0.0014219 | 0 | 0.00027561 | 0.010127 | 138068.3682
118039 | hvac_0019 | Standard Performance HP RTU, Electric Backup + Roof Insulation | FALSE | 0.45307 | Healthcare | GA, Coweta County | 600001_1mil | Multizone CAV/VAV | gen2_t8_halogen | Georgia | 36.7929 | D: Buildings with Hydronically Heated Multizone Systems | 0.0039031 | 0.0044122 | 0 | 0 | 0 | 0.012387 | 0.0078317 | 0.005162 | 6.2129e-05 | 0.0007622 | 0.017694 | 0.00027817 | 0.0013259 | 0 | 0 | 0.030081 | 0.0081099 | 0.005162 | 6.2129e-05 | 0.0020881 | 0.045503 | 362452.676
142150 | hvac_0019 | Standard Performance HP RTU, Electric Backup + Roof Insulation | TRUE | 1.1045 | Healthcare | GA, Coweta County | 100001_150000 | Small Packaged Unit | gen2_t8_halogen | Georgia | 21.005 | A: Non Food-Service Buildings with Small Packaged Units | 0.0009337 | 0.0011377 | 0 | 0 | 0 | 0.0049079 | 0.0027729 | 0.0014219 | 0 | 0 | 0 | 0.00051733 | 0.0002756 | 0 | 0 | 0.0049079 | 0.0032902 | 0.0014219 | 0 | 0.0002756 | 0.0098956 | 138068.3682
118039 | hvac_0020 | Standard Performance HP RTU, Electric Backup, 32F Minimum Compressor Lockout | FALSE | 0.45307 | Healthcare | GA, Coweta County | 600001_1mil | Multizone CAV/VAV | gen2_t8_halogen | Georgia | 36.7929 | D: Buildings with Hydronically Heated Multizone Systems | 0.0039031 | 0.0044122 | 0 | 0 | 0 | 0.012387 | 0.0078317 | 0.005162 | 6.2129e-05 | 0.0007622 | 0.017694 | 0.00027817 | 0.0013259 | 0 | 0 | 0.030081 | 0.0081099 | 0.005162 | 6.2129e-05 | 0.0020881 | 0.045503 | 362452.676
142150 | hvac_0020 | Standard Performance HP RTU, Electric Backup, 32F Minimum Compressor Lockout | TRUE | 1.1045 | Healthcare | GA, Coweta County | 100001_150000 | Small Packaged Unit | gen2_t8_halogen | Georgia | 21.9813 | A: Non Food-Service Buildings with Small Packaged Units | 0.00098479 | 0.0011925 | 0 | 0 | 0 | 0.0053678 | 0.0027729 | 0.0014219 | 0 | 0 | 0 | 0.00051733 | 0.00027561 | 0 | 0 | 0.0053678 | 0.0032902 | 0.0014219 | 0 | 0.00027561 | 0.010356 | 138068.3682
118039 | hvac_0021 | Cold Climate Challenge HP RTU, Electric Backup | FALSE | 0.45307 | Healthcare | GA, Coweta County | 600001_1mil | Multizone CAV/VAV | gen2_t8_halogen | Georgia | 36.7929 | D: Buildings with Hydronically Heated Multizone Systems | 0.0039031 | 0.0044122 | 0 | 0 | 0 | 0.012387 | 0.0078317 | 0.005162 | 6.2129e-05 | 0.0007622 | 0.017694 | 0.00027817 | 0.0013259 | 0 | 0 | 0.030081 | 0.0081099 | 0.005162 | 6.2129e-05 | 0.0020881 | 0.045503 | 362452.676
142150 | hvac_0021 | Cold Climate Challenge HP RTU, Electric Backup | TRUE | 1.1045 | Healthcare | GA, Coweta County | 100001_150000 | Small Packaged Unit | gen2_t8_halogen | Georgia | 19.8729 | A: Non Food-Service Buildings with Small Packaged Units | 0.0008761 | 0.0010742 | 0 | 0 | 0 | 0.0043745 | 0.0027729 | 0.0014219 | 0 | 0 | 0 | 0.00051733 | 0.00027561 | 0 | 0 | 0.0043745 | 0.0032902 | 0.0014219 | 0 | 0.00027561 | 0.0093623 | 138068.3682
118039 | hvac_0022 | Ideal Thermal Air Loads | TRUE | 0.45307 | Healthcare | GA, Coweta County | 600001_1mil | Multizone CAV/VAV | gen2_t8_halogen | Georgia | 32.8176 | D: Buildings with Hydronically Heated Multizone Systems | 0.001473 | 0.0018081 | 0.020575 | 0.0041346 | 0 | 0.00045333 | 0.0078317 | 0.005162 | 6.4066e-05 | 0.0007622 | 0 | 0.00027817 | 0.0013259 | 0 | 0 | 0.025163 | 0.0081099 | 0.005162 | 6.4066e-05 | 0.0020881 | 0.040587 | 362452.676
142150 | hvac_0022 | Ideal Thermal Air Loads | TRUE | 1.1045 | Healthcare | GA, Coweta County | 100001_150000 | Small Packaged Unit | gen2_t8_halogen | Georgia | 25.3285 | A: Non Food-Service Buildings with Small Packaged Units | 0.00050674 | 0.00062789 | 0.0054153 | 0.00089986 | 0 | 0.00062956 | 0.0027729 | 0.0014219 | 0 | 0 | 0 | 0.00051733 | 0.0002756 | 0 | 0 | 0.0069447 | 0.0032902 | 0.0014219 | 0 | 0.0002756 | 0.011932 | 138068.3682
118039 | ltg_0001 | LED Lighting | TRUE | 0.45307 | Healthcare | GA, Coweta County | 600001_1mil | Multizone CAV/VAV | gen2_t8_halogen | Georgia | 35.8637 | D: Buildings with Hydronically Heated Multizone Systems | 0.0037656 | 0.0041944 | 0 | 0 | 0 | 0.012109 | 0.0078317 | 0.0027466 | 6.2047e-05 | 0.0007622 | 0.019238 | 0.00027817 | 0.0013259 | 0 | 0 | 0.031348 | 0.0081099 | 0.0027466 | 6.2047e-05 | 0.0020881 | 0.044354 | 362452.676
142150 | ltg_0001 | LED Lighting | TRUE | 1.1045 | Healthcare | GA, Coweta County | 100001_150000 | Small Packaged Unit | gen2_t8_halogen | Georgia | 26.9888 | A: Non Food-Service Buildings with Small Packaged Units | 0.0011612 | 0.0013965 | 0 | 0 | 0 | 0.006745 | 0.0027729 | 0.00092972 | 0 | 0 | 0.0014741 | 0.00051733 | 0.0002756 | 0 | 0 | 0.0082191 | 0.0032902 | 0.00092972 | 0 | 0.0002756 | 0.012715 | 138068.3682
118039 | ppl_0001 | Electric Kitchen Equipment | TRUE | 0.45307 | Healthcare | GA, Coweta County | 600001_1mil | Multizone CAV/VAV | gen2_t8_halogen | Georgia | 36.7301 | D: Buildings with Hydronically Heated Multizone Systems | 0.0039006 | 0.0044176 | 0 | 0 | 0 | 0.012386 | 0.0080358 | 0.005162 | 6.2125e-05 | 0.0007622 | 0.017692 | 0 | 0.0013259 | 0 | 0 | 0.030078 | 0.0080358 | 0.005162 | 6.2125e-05 | 0.0020881 | 0.045426 | 362452.676
142150 | ppl_0001 | Electric Kitchen Equipment | FALSE | 1.1045 | Healthcare | GA, Coweta County | 100001_150000 | Small Packaged Unit | gen2_t8_halogen | Georgia | 28.0537 | A: Non Food-Service Buildings with Small Packaged Units | 0.0012025 | 0.0014617 | 0 | 0 | 0 | 0.0068589 | 0.0027729 | 0.0014219 | 0 | 0 | 0.0013697 | 0.00051733 | 0.0002756 | 0 | 0 | 0.0082286 | 0.0032902 | 0.0014219 | 0 | 0.0002756 | 0.013216 | 138068.3682
118039 | dr_0001 | Demand Flexibility, Thermostat Control, Load Shed for Daily Bldg Peak Reduction | FALSE | 0.45307 | Healthcare | GA, Coweta County | 600001_1mil | Multizone CAV/VAV | gen2_t8_halogen | Georgia | 36.7929 | D: Buildings with Hydronically Heated Multizone Systems | 0.0039031 | 0.0044122 | 0 | 0 | 0 | 0.012387 | 0.0078317 | 0.005162 | 6.2129e-05 | 0.0007622 | 0.017694 | 0.00027817 | 0.0013259 | 0 | 0 | 0.030081 | 0.0081099 | 0.005162 | 6.2129e-05 | 0.0020881 | 0.045503 | 362452.676
142150 | dr_0001 | Demand Flexibility, Thermostat Control, Load Shed for Daily Bldg Peak Reduction | FALSE | 1.1045 | Healthcare | GA, Coweta County | 100001_150000 | Small Packaged Unit | gen2_t8_halogen | Georgia | 28.0537 | A: Non Food-Service Buildings with Small Packaged Units | 0.0012025 | 0.0014617 | 0 | 0 | 0 | 0.0068589 | 0.0027729 | 0.0014219 | 0 | 0 | 0.0013697 | 0.00051733 | 0.0002756 | 0 | 0 | 0.0082286 | 0.0032902 | 0.0014219 | 0 | 0.0002756 | 0.013216 | 138068.3682
118039 | dr_0002 | Demand Flexibility, Thermostat Control, Load Shift for Daily Bldg Peak Reduction | FALSE | 0.45307 | Healthcare | GA, Coweta County | 600001_1mil | Multizone CAV/VAV | gen2_t8_halogen | Georgia | 36.7929 | D: Buildings with Hydronically Heated Multizone Systems | 0.0039031 | 0.0044122 | 0 | 0 | 0 | 0.012387 | 0.0078317 | 0.005162 | 6.2129e-05 | 0.0007622 | 0.017694 | 0.00027817 | 0.0013259 | 0 | 0 | 0.030081 | 0.0081099 | 0.005162 | 6.2129e-05 | 0.0020881 | 0.045503 | 362452.676
142150 | dr_0002 | Demand Flexibility, Thermostat Control, Load Shift for Daily Bldg Peak Reduction | FALSE | 1.1045 | Healthcare | GA, Coweta County | 100001_150000 | Small Packaged Unit | gen2_t8_halogen | Georgia | 28.0537 | A: Non Food-Service Buildings with Small Packaged Units | 0.0012025 | 0.0014617 | 0 | 0 | 0 | 0.0068589 | 0.0027729 | 0.0014219 | 0 | 0 | 0.0013697 | 0.00051733 | 0.0002756 | 0 | 0 | 0.0082286 | 0.0032902 | 0.0014219 | 0 | 0.0002756 | 0.013216 | 138068.3682
118039 | dr_0003 | Demand Flexibility, Lighting Control, Load Shed for Daily Bldg Peak Reduction | FALSE | 0.45307 | Healthcare | GA, Coweta County | 600001_1mil | Multizone CAV/VAV | gen2_t8_halogen | Georgia | 36.7929 | D: Buildings with Hydronically Heated Multizone Systems | 0.0039031 | 0.0044122 | 0 | 0 | 0 | 0.012387 | 0.0078317 | 0.005162 | 6.2129e-05 | 0.0007622 | 0.017694 | 0.00027817 | 0.0013259 | 0 | 0 | 0.030081 | 0.0081099 | 0.005162 | 6.2129e-05 | 0.0020881 | 0.045503 | 362452.676
142150 | dr_0003 | Demand Flexibility, Lighting Control, Load Shed for Daily Bldg Peak Reduction | FALSE | 1.1045 | Healthcare | GA, Coweta County | 100001_150000 | Small Packaged Unit | gen2_t8_halogen | Georgia | 28.0537 | A: Non Food-Service Buildings with Small Packaged Units | 0.0012025 | 0.0014617 | 0 | 0 | 0 | 0.0068589 | 0.0027729 | 0.0014219 | 0 | 0 | 0.0013697 | 0.00051733 | 0.0002756 | 0 | 0 | 0.0082286 | 0.0032902 | 0.0014219 | 0 | 0.0002756 | 0.013216 | 138068.3682
118039 | dr_0004 | Demand Flexibility, Lighting Control, Load Shed for Daily GHG Emission Reduction | FALSE | 0.45307 | Healthcare | GA, Coweta County | 600001_1mil | Multizone CAV/VAV | gen2_t8_halogen | Georgia | 36.7929 | D: Buildings with Hydronically Heated Multizone Systems | 0.0039031 | 0.0044122 | 0 | 0 | 0 | 0.012387 | 0.0078317 | 0.005162 | 6.2129e-05 | 0.0007622 | 0.017694 | 0.00027817 | 0.0013259 | 0 | 0 | 0.030081 | 0.0081099 | 0.005162 | 6.2129e-05 | 0.0020881 | 0.045503 | 362452.676
142150 | dr_0004 | Demand Flexibility, Lighting Control, Load Shed for Daily GHG Emission Reduction | FALSE | 1.1045 | Healthcare | GA, Coweta County | 100001_150000 | Small Packaged Unit | gen2_t8_halogen | Georgia | 28.0537 | A: Non Food-Service Buildings with Small Packaged Units | 0.0012025 | 0.0014617 | 0 | 0 | 0 | 0.0068589 | 0.0027729 | 0.0014219 | 0 | 0 | 0.0013697 | 0.00051733 | 0.0002756 | 0 | 0 | 0.0082286 | 0.0032902 | 0.0014219 | 0 | 0.0002756 | 0.013216 | 138068.3682
118039 | pkg_0001 | Package 1, Wall & Roof Insulation + New Windows | TRUE | 0.45307 | Healthcare | GA, Coweta County | 600001_1mil | Multizone CAV/VAV | gen2_t8_halogen | Georgia | 36.3919 | D: Buildings with Hydronically Heated Multizone Systems | 0.0038725 | 0.0043639 | 0 | 0 | 0 | 0.012098 | 0.0078317 | 0.005162 | 6.1931e-05 | 0.0007622 | 0.017488 | 0.00027817 | 0.0013259 | 0 | 0 | 0.029585 | 0.0081099 | 0.005162 | 6.1931e-05 | 0.0020881 | 0.045007 | 362452.676
142150 | pkg_0001 | Package 1, Wall & Roof Insulation + New Windows | TRUE | 1.1045 | Healthcare | GA, Coweta County | 100001_150000 | Small Packaged Unit | gen2_t8_halogen | Georgia | 26.9509 | A: Non Food-Service Buildings with Small Packaged Units | 0.0011692 | 0.0014195 | 0 | 0 | 0 | 0.0067147 | 0.0027729 | 0.0014219 | 0 | 0 | 0.00099438 | 0.00051733 | 0.0002756 | 0 | 0 | 0.007709 | 0.0032902 | 0.0014219 | 0 | 0.0002756 | 0.012697 | 138068.3682
118039 | pkg_0002 | Package 2, LED Lighting + Variable Speed HP RTU or HP Boilers | TRUE | 0.45307 | Healthcare | GA, Coweta County | 600001_1mil | Multizone CAV/VAV | gen2_t8_halogen | Georgia | 24.103 | D: Buildings with Hydronically Heated Multizone Systems | 0.0030308 | 0.0034683 | 0 | 0 | 0 | 0.016803 | 0.0078317 | 0.0027466 | 6.2047e-05 | 0.0007622 | 0 | 0.00027817 | 0.0013259 | 0 | 0 | 0.016803 | 0.0081099 | 0.0027466 | 6.2047e-05 | 0.0020881 | 0.029809 | 362452.676
142150 | pkg_0002 | Package 2, LED Lighting + Variable Speed HP RTU or HP Boilers | TRUE | 1.1045 | Healthcare | GA, Coweta County | 100001_150000 | Small Packaged Unit | gen2_t8_halogen | Georgia | 18.5518 | A: Non Food-Service Buildings with Small Packaged Units | 0.00082533 | 0.001 | 0 | 0 | 0 | 0.0042443 | 0.0027729 | 0.00092972 | 0 | 0 | 0 | 0.00051733 | 0.00027561 | 0 | 0 | 0.0042443 | 0.0032902 | 0.00092972 | 0 | 0.00027561 | 0.0087399 | 138068.3682
118039 | pkg_0003 | Package 3, LED Lighting + Standard Performance HP RTU or HP Boilers | TRUE | 0.45307 | Healthcare | GA, Coweta County | 600001_1mil | Multizone CAV/VAV | gen2_t8_halogen | Georgia | 24.1031 | D: Buildings with Hydronically Heated Multizone Systems | 0.0030308 | 0.0034683 | 0 | 0 | 0 | 0.016803 | 0.0078317 | 0.0027466 | 6.2047e-05 | 0.0007622 | 0 | 0.00027817 | 0.0013259 | 0 | 0 | 0.016803 | 0.0081099 | 0.0027466 | 6.2047e-05 | 0.0020881 | 0.029809 | 362452.676
142150 | pkg_0003 | Package 3, LED Lighting + Standard Performance HP RTU or HP Boilers | TRUE | 1.1045 | Healthcare | GA, Coweta County | 100001_150000 | Small Packaged Unit | gen2_t8_halogen | Georgia | 20.3919 | A: Non Food-Service Buildings with Small Packaged Units | 0.00091463 | 0.0011033 | 0 | 0 | 0 | 0.0051112 | 0.0027729 | 0.00092972 | 0 | 0 | 0 | 0.00051733 | 0.00027561 | 0 | 0 | 0.0051112 | 0.0032902 | 0.00092972 | 0 | 0.00027561 | 0.0096068 | 138068.3682
118039 | pkg_0004 | Package 4, Package 1 + Package 2 | TRUE | 0.45307 | Healthcare | GA, Coweta County | 600001_1mil | Multizone CAV/VAV | gen2_t8_halogen | Georgia | 23.8549 | D: Buildings with Hydronically Heated Multizone Systems | 0.0029851 | 0.0034318 | 0 | 0 | 0 | 0.016496 | 0.0078317 | 0.0027466 | 6.1803e-05 | 0.0007622 | 0 | 0.00027817 | 0.0013259 | 0 | 0 | 0.016496 | 0.0081099 | 0.0027466 | 6.1803e-05 | 0.0020881 | 0.029502 | 362452.676
142150 | pkg_0004 | Package 4, Package 1 + Package 2 | TRUE | 1.1045 | Healthcare | GA, Coweta County | 100001_150000 | Small Packaged Unit | gen2_t8_halogen | Georgia | 18.0264 | A: Non Food-Service Buildings with Small Packaged Units | 0.00080863 | 0.00097051 | 0 | 0 | 0 | 0.0039968 | 0.0027729 | 0.00092972 | 0 | 0 | 0 | 0.00051733 | 0.00027561 | 0 | 0 | 0.0039968 | 0.0032902 | 0.00092972 | 0 | 0.00027561 | 0.0084924 | 138068.3682
118039 | pkg_0005 | Package 5, Variable Speed HP RTU or HP Boilers + Economizer + DCV + Energy Recovery | TRUE | 0.45307 | Healthcare | GA, Coweta County | 600001_1mil | Multizone CAV/VAV | gen2_t8_halogen | Georgia | 25.7104 | D: Buildings with Hydronically Heated Multizone Systems | 0.003194 | 0.0037052 | 0 | 0 | 0 | 0.016375 | 0.0078317 | 0.005162 | 6.2133e-05 | 0.0007622 | 0 | 0.00027817 | 0.0013259 | 0 | 0 | 0.016375 | 0.0081099 | 0.005162 | 6.2133e-05 | 0.0020881 | 0.031797 | 362452.676
142150 | pkg_0005 | Package 5, Variable Speed HP RTU or HP Boilers + Economizer + DCV + Energy Recovery | FALSE | 1.1045 | Healthcare | GA, Coweta County | 100001_150000 | Small Packaged Unit | gen2_t8_halogen | Georgia | 28.0537 | A: Non Food-Service Buildings with Small Packaged Units | 0.0012025 | 0.0014617 | 0 | 0 | 0 | 0.0068589 | 0.0027729 | 0.0014219 | 0 | 0 | 0.0013697 | 0.00051733 | 0.0002756 | 0 | 0 | 0.0082286 | 0.0032902 | 0.0014219 | 0 | 0.0002756 | 0.013216 | 138068.3682
118039 | pkg_0006 | Comprehensive Geothermal Heat Pump Package, Hydronic GHP, Packaged GHP, or Console GHP | FALSE | 0.45307 | Healthcare | GA, Coweta County | 600001_1mil | Multizone CAV/VAV | gen2_t8_halogen | Georgia | 36.7929 | D: Buildings with Hydronically Heated Multizone Systems | 0.0039031 | 0.0044122 | 0 | 0 | 0 | 0.012387 | 0.0078317 | 0.005162 | 6.2129e-05 | 0.0007622 | 0.017694 | 0.00027817 | 0.0013259 | 0 | 0 | 0.030081 | 0.0081099 | 0.005162 | 6.2129e-05 | 0.0020881 | 0.045503 | 362452.676
142150 | pkg_0006 | Comprehensive Geothermal Heat Pump Package, Hydronic GHP, Packaged GHP, or Console GHP | TRUE | 1.1045 | Healthcare | GA, Coweta County | 100001_150000 | Small Packaged Unit | gen2_t8_halogen | Georgia | 16.3455 | A: Non Food-Service Buildings with Small Packaged Units | 0.00070115 | 0.00087614 | 0 | 0 | 0 | 0.0027128 | 0.0027729 | 0.0014219 | 0 | 0 | 0 | 0.00051733 | 0.0002756 | 0 | 0 | 0.0027128 | 0.0032902 | 0.0014219 | 0 | 0.0002756 | 0.0077005 | 138068.3682
118039 | pkg_0007 | Package 6, Demand Flexibility, Lighting + Thermostat Control, Load Shed for Daily Bldg Peak Reduction | FALSE | 0.45307 | Healthcare | GA, Coweta County | 600001_1mil | Multizone CAV/VAV | gen2_t8_halogen | Georgia | 36.7929 | D: Buildings with Hydronically Heated Multizone Systems | 0.0039031 | 0.0044122 | 0 | 0 | 0 | 0.012387 | 0.0078317 | 0.005162 | 6.2129e-05 | 0.0007622 | 0.017694 | 0.00027817 | 0.0013259 | 0 | 0 | 0.030081 | 0.0081099 | 0.005162 | 6.2129e-05 | 0.0020881 | 0.045503 | 362452.676
142150 | pkg_0007 | Package 6, Demand Flexibility, Lighting + Thermostat Control, Load Shed for Daily Bldg Peak Reduction | FALSE | 1.1045 | Healthcare | GA, Coweta County | 100001_150000 | Small Packaged Unit | gen2_t8_halogen | Georgia | 28.0537 | A: Non Food-Service Buildings with Small Packaged Units | 0.0012025 | 0.0014617 | 0 | 0 | 0 | 0.0068589 | 0.0027729 | 0.0014219 | 0 | 0 | 0.0013697 | 0.00051733 | 0.0002756 | 0 | 0 | 0.0082286 | 0.0032902 | 0.0014219 | 0 | 0.0002756 | 0.013216 | 138068.3682
12981 | baseline | Baseline | TRUE | 1.7104 | Lodging | GA, Bibb County | 30001_40000 | Zone-by-Zone | gen5_led | Georgia | 20.2669 | E: Lodging with Zone-by-Zone Systems | 0.00043156 | 0.00046423 | 0 | 0 | 0 | 0.0012655 | 0.0010908 | 0.00056276 | 0 | 0.00066482 | 0 | 0.00055587 | 0 | 0 | 0 | 0.0012655 | 0.0016467 | 0.00056276 | 0 | 0.00066482 | 0.0041398 | 59863.3427
12982 | baseline | Baseline | TRUE | 0.54036 | Lodging | GA, Bibb County | 100001_150000 | Zone-by-Zone | gen2_t8_halogen | Georgia | 22.4823 | E: Lodging with Zone-by-Zone Systems | 0.00053222 | 0.00058253 | 0 | 0 | 0 | 0.0016226 | 0.0012917 | 0.0010059 | 0 | 0.00059384 | 0 | 0.00066748 | 0 | 0 | 0 | 0.0016226 | 0.0019592 | 0.0010059 | 0 | 0.00059384 | 0.0051816 | 67544.7781
12984 | baseline | Baseline | TRUE | 3.7592 | Lodging | GA, Bibb County | 3001_8000 | Zone-by-Zone | gen2_t8_halogen | Georgia | 23.7995 | E: Lodging with Zone-by-Zone Systems | 0.00016549 | 0.00018814 | 0 | 0 | 0 | 0.00059833 | 0.00030428 | 0.00026409 | 0 | 0.00028408 | 0 | 0.00022821 | 0 | 0 | 0 | 0.00059833 | 0.00053249 | 0.00026409 | 0 | 0.00028408 | 0.001679 | 20675.3859
12985 | baseline | Baseline | TRUE | 7.2478 | Lodging | GA, Bibb County | 8001_12000 | Zone-by-Zone | gen2_t8_halogen | Georgia | 22.0664 | E: Lodging with Zone-by-Zone Systems | 0.00057965 | 0.00061699 | 0 | 0 | 0 | 0.0013976 | 0.0013697 | 0.0012691 | 0 | 0.00078409 | 0 | 0.00063653 | 0 | 0 | 0 | 0.0013976 | 0.0020063 | 0.0012691 | 0 | 0.00078409 | 0.0054571 | 72477.6153
12986 | baseline | Baseline | TRUE | 1.1712 | Lodging | GA, Bibb County | 70001_80000 | Zone-by-Zone | gen1_t12_incandescent | Georgia | 26.3233 | E: Lodging with Zone-by-Zone Systems | 0.0008001 | 0.00089592 | 0 | 0 | 0 | 0.0024786 | 0.0018806 | 0.0019031 | 0 | 0.00078198 | 0 | 0.00084511 | 0 | 0 | 0 | 0.0024786 | 0.0027257 | 0.0019031 | 0 | 0.00078198 | 0.0078894 | 87836.5188
12987 | baseline | Baseline | TRUE | 3.1437 | Lodging | GA, Bibb County | 12001_30000 | Zone-by-Zone | gen1_t12_incandescent | Georgia | 26.9731 | E: Lodging with Zone-by-Zone Systems | 0.00066074 | 0.00069305 | 0 | 0 | 0 | 0.0018979 | 0.001396 | 0.0015273 | 0 | 0.00066243 | 0 | 0.00059226 | 0 | 0 | 0 | 0.0018979 | 0.0019883 | 0.0015273 | 0 | 0.00066243 | 0.006076 | 66017.1399
12988 | baseline | Baseline | TRUE | 0.54993 | Lodging | GA, Bibb County | 52001_64000 | Zone-by-Zone | gen2_t8_halogen | Georgia | 25.4626 | E: Lodging with Zone-by-Zone Systems | 0.0002705 | 0.00029377 | 0 | 0 | 0 | 0.00080989 | 0.00070975 | 0.00055507 | 0 | 0 | 0 | 0.00033651 | 0.00035995 | 0 | 0 | 0.00080989 | 0.0010463 | 0.00055507 | 0 | 0.00035995 | 0.0027712 | 31895.9193
12991 | baseline | Baseline | TRUE | 2.7389 | Lodging | GA, Bibb County | 40001_52000 | Zone-by-Zone | gen2_t8_halogen | Georgia | 22.341 | E: Lodging with Zone-by-Zone Systems | 0.0009795 | 0.0010869 | 0 | 0 | 0 | 0.0028996 | 0.0023271 | 0.0021339 | 0 | 0.0011438 | 0 | 0.0010997 | 0 | 0 | 0 | 0.0028996 | 0.0034269 | 0.0021339 | 0 | 0.0011438 | 0.0096043 | 125989.9822
25221 | baseline | Baseline | TRUE | 0.578 | Lodging | GA, Bibb County | 64001_70000 | Zone-by-Zone | gen1_t12_incandescent | Georgia | 27.6604 | E: Lodging with Zone-by-Zone Systems | 0.00035556 | 0.00038165 | 0 | 0 | 0 | 0.0010062 | 0.0007097 | 0.0006085 | 4.0189e-05 | 0.00026065 | 0 | 0.00079917 | 0.00023063 | 0 | 0 | 0.0010062 | 0.0015089 | 0.0006085 | 4.0189e-05 | 0.00049128 | 0.003655 | 38726.0629
25222 | baseline | Baseline | TRUE | 0.16378 | Lodging | GA, Bibb County | 80001_100000 | Zone-by-Zone | gen2_t8_halogen | Georgia | 21.0673 | E: Lodging with Zone-by-Zone Systems | 9.9278e-05 | 0.0001144 | 0 | 0 | 0 | 0.00036765 | 0.00021392 | 0.00012973 | 1.1126e-05 | 0.00011035 | 0 | 0.00013197 | 9.4855e-05 | 0 | 0 | 0.00036765 | 0.00034589 | 0.00012973 | 1.1126e-05 | 0.0002052 | 0.0010596 | 14740.3499
59061 | baseline | Baseline | TRUE | 0.19236 | Lodging | GA, Bibb County | 400001_600000 | Zone-by-Zone | gen2_t8_halogen | Georgia | 27.4775 | E: Lodging with Zone-by-Zone Systems | 0.00081599 | 0.00092038 | 0 | 0 | 0 | 0.0036444 | 0.0010491 | 0.000687 | 1.3169e-05 | 0.00067815 | 0.0017857 | 0.00053782 | 0.00062212 | 0 | 0 | 0.0054301 | 0.001587 | 0.000687 | 1.3169e-05 | 0.0013003 | 0.0090175 | 96179.6461
59067 | baseline | Baseline | TRUE | 0.3206 | Lodging | GA, Bibb County | 200001_400000 | Zone-by-Zone | gen2_t8_halogen | Georgia | 28.1551 | E: Lodging with Zone-by-Zone Systems | 0.00080982 | 0.00092198 | 0 | 0 | 0 | 0.0032003 | 0.0011935 | 0.00079068 | 2.2398e-05 | 0.00061164 | 0.0016462 | 0.0011689 | 0.00060623 | 0 | 0 | 0.0048465 | 0.0023624 | 0.00079068 | 2.2398e-05 | 0.0012179 | 0.0092399 | 96179.6461
59063 | baseline | Baseline | TRUE | 0.11785 | Lodging | GA, Cherokee County | over_1mil | Zone-by-Zone | gen2_t8_halogen | Georgia | 29.1619 | E: Lodging with Zone-by-Zone Systems | 0.0011481 | 0.0012675 | 0 | 0 | 0 | 0.0044632 | 0.0013578 | 0.0010977 | 8.0913e-06 | 0.00082106 | 0.0035499 | 0.00078082 | 0.00082028 | 0 | 0 | 0.0080131 | 0.0021386 | 0.0010977 | 8.0913e-06 | 0.0016413 | 0.012899 | 129630.9504
93754 | baseline | Baseline | TRUE | 0.724 | Lodging | GA, Clayton County | 150001_200000 | Zone-by-Zone | gen2_t8_halogen | Georgia | 20.5712 | E: Lodging with Zone-by-Zone Systems | 0.00078806 | 0.00088627 | 0 | 0 | 0 | 0.0024792 | 0.0012906 | 0.000938 | 5.0945e-05 | 0.00082009 | 0 | 0.0025151 | 0.00079933 | 0 | 0 | 0.0024792 | 0.0038057 | 0.000938 | 5.0945e-05 | 0.0016194 | 0.0088933 | 126699.7711
105358 | baseline | Baseline | TRUE | 0.32276 | Lodging | GA, Fulton County | 600001_1mil | Zone-by-Zone | gen4_led | Georgia | 14.9017 | E: Lodging with Zone-by-Zone Systems | 0.001162 | 0.0014026 | 0 | 0 | 0 | 0.00391 | 0.0037525 | 0.00077173 | 2.2818e-05 | 0.0015781 | 0.00020634 | 0.0012722 | 0.0016154 | 0 | 0 | 0.0041163 | 0.0050247 | 0.00077173 | 2.2818e-05 | 0.0031935 | 0.013129 | 258207.8587
12981 | env_0001 | Wall Insulation | TRUE | 1.7104 | Lodging | GA, Bibb County | 30001_40000 | Zone-by-Zone | gen5_led | Georgia | 19.7696 | E: Lodging with Zone-by-Zone Systems | 0.00041955 | 0.00045212 | 0 | 0 | 0 | 0.0011639 | 0.0010908 | 0.00056276 | 0 | 0.00066482 | 0 | 0.00055587 | 0 | 0 | 0 | 0.0011639 | 0.0016467 | 0.00056276 | 0 | 0.00066482 | 0.0040382 | 59863.3427
12982 | env_0001 | Wall Insulation | TRUE | 0.54036 | Lodging | GA, Bibb County | 100001_150000 | Zone-by-Zone | gen2_t8_halogen | Georgia | 22.4449 | E: Lodging with Zone-by-Zone Systems | 0.00053138 | 0.0005815 | 0 | 0 | 0 | 0.001614 | 0.0012917 | 0.0010059 | 0 | 0.00059384 | 0 | 0.00066748 | 0 | 0 | 0 | 0.001614 | 0.0019592 | 0.0010059 | 0 | 0.00059384 | 0.0051729 | 67544.7781
12984 | env_0001 | Wall Insulation | TRUE | 3.7592 | Lodging | GA, Bibb County | 3001_8000 | Zone-by-Zone | gen2_t8_halogen | Georgia | 23.3192 | E: Lodging with Zone-by-Zone Systems | 0.00016219 | 0.0001841 | 0 | 0 | 0 | 0.00056445 | 0.00030428 | 0.00026409 | 0 | 0.00028408 | 0 | 0.00022821 | 0 | 0 | 0 | 0.00056445 | 0.00053249 | 0.00026409 | 0 | 0.00028408 | 0.0016451 | 20675.3859
12985 | env_0001 | Wall Insulation | TRUE | 7.2478 | Lodging | GA, Bibb County | 8001_12000 | Zone-by-Zone | gen2_t8_halogen | Georgia | 21.7939 | E: Lodging with Zone-by-Zone Systems | 0.00057124 | 0.00060896 | 0 | 0 | 0 | 0.0013303 | 0.0013697 | 0.0012691 | 0 | 0.00078409 | 0 | 0.00063653 | 0 | 0 | 0 | 0.0013303 | 0.0020063 | 0.0012691 | 0 | 0.00078409 | 0.0053897 | 72477.6153
12986 | env_0001 | Wall Insulation | TRUE | 1.1712 | Lodging | GA, Bibb County | 70001_80000 | Zone-by-Zone | gen1_t12_incandescent | Georgia | 26.0971 | E: Lodging with Zone-by-Zone Systems | 0.00079293 | 0.00088784 | 0 | 0 | 0 | 0.0024108 | 0.0018806 | 0.0019031 | 0 | 0.00078198 | 0 | 0.00084511 | 0 | 0 | 0 | 0.0024108 | 0.0027257 | 0.0019031 | 0 | 0.00078198 | 0.0078216 | 87836.5188
12987 | env_0001 | Wall Insulation | TRUE | 3.1437 | Lodging | GA, Bibb County | 12001_30000 | Zone-by-Zone | gen1_t12_incandescent | Georgia | 26.9004 | E: Lodging with Zone-by-Zone Systems | 0.00065878 | 0.0006911 | 0 | 0 | 0 | 0.0018815 | 0.001396 | 0.0015273 | 0 | 0.00066243 | 0 | 0.00059226 | 0 | 0 | 0 | 0.0018815 | 0.0019883 | 0.0015273 | 0 | 0.00066243 | 0.0060596 | 66017.1399
12988 | env_0001 | Wall Insulation | TRUE | 0.54993 | Lodging | GA, Bibb County | 52001_64000 | Zone-by-Zone | gen2_t8_halogen | Georgia | 25.4277 | E: Lodging with Zone-by-Zone Systems | 0.00027001 | 0.00029332 | 0 | 0 | 0 | 0.00080609 | 0.00070975 | 0.00055507 | 0 | 0 | 0 | 0.00033651 | 0.00035995 | 0 | 0 | 0.00080609 | 0.0010463 | 0.00055507 | 0 | 0.00035995 | 0.0027674 | 31895.9193
12991 | env_0001 | Wall Insulation | FALSE | 2.7389 | Lodging | GA, Bibb County | 40001_52000 | Zone-by-Zone | gen2_t8_halogen | Georgia | 22.341 | E: Lodging with Zone-by-Zone Systems | 0.0009795 | 0.0010869 | 0 | 0 | 0 | 0.0028996 | 0.0023271 | 0.0021339 | 0 | 0.0011438 | 0 | 0.0010997 | 0 | 0 | 0 | 0.0028996 | 0.0034269 | 0.0021339 | 0 | 0.0011438 | 0.0096043 | 125989.9822
25221 | env_0001 | Wall Insulation | TRUE | 0.578 | Lodging | GA, Bibb County | 64001_70000 | Zone-by-Zone | gen1_t12_incandescent | Georgia | 27.5979 | E: Lodging with Zone-by-Zone Systems | 0.00035457 | 0.00038066 | 0 | 0 | 0 | 0.00099792 | 0.0007097 | 0.0006085 | 4.0189e-05 | 0.00026065 | 0 | 0.00079917 | 0.00023063 | 0 | 0 | 0.00099792 | 0.0015089 | 0.0006085 | 4.0189e-05 | 0.00049128 | 0.0036468 | 38726.0629
25222 | env_0001 | Wall Insulation | TRUE | 0.16378 | Lodging | GA, Bibb County | 80001_100000 | Zone-by-Zone | gen2_t8_halogen | Georgia | 20.9772 | E: Lodging with Zone-by-Zone Systems | 9.8619e-05 | 0.00011386 | 0 | 0 | 0 | 0.00036312 | 0.00021392 | 0.00012973 | 1.1126e-05 | 0.00011035 | 0 | 0.00013197 | 9.4855e-05 | 0 | 0 | 0.00036312 | 0.00034589 | 0.00012973 | 1.1126e-05 | 0.0002052 | 0.0010551 | 14740.3499
59061 | env_0001 | Wall Insulation | TRUE | 0.19236 | Lodging | GA, Bibb County | 400001_600000 | Zone-by-Zone | gen2_t8_halogen | Georgia | 27.463 | E: Lodging with Zone-by-Zone Systems | 0.00081653 | 0.00092071 | 0 | 0 | 0 | 0.0036566 | 0.0010491 | 0.000687 | 1.3173e-05 | 0.00067815 | 0.0017688 | 0.00053782 | 0.00062212 | 0 | 0 | 0.0054254 | 0.001587 | 0.000687 | 1.3173e-05 | 0.0013003 | 0.0090128 | 96179.6461
59067 | env_0001 | Wall Insulation | TRUE | 0.3206 | Lodging | GA, Bibb County | 200001_400000 | Zone-by-Zone | gen2_t8_halogen | Georgia | 28.0997 | E: Lodging with Zone-by-Zone Systems | 0.00080851 | 0.00092122 | 0 | 0 | 0 | 0.003209 | 0.0011935 | 0.00079068 | 2.2398e-05 | 0.00061164 | 0.0016194 | 0.0011689 | 0.00060623 | 0 | 0 | 0.0048283 | 0.0023624 | 0.00079068 | 2.2398e-05 | 0.0012179 | 0.0092217 | 96179.6461
12981 | env_0002 | Roof Insulation | TRUE | 1.7104 | Lodging | GA, Bibb County | 30001_40000 | Zone-by-Zone | gen5_led | Georgia | 19.1252 | E: Lodging with Zone-by-Zone Systems | 0.00040616 | 0.00043643 | 0 | 0 | 0 | 0.0010323 | 0.0010908 | 0.00056276 | 0 | 0.00066482 | 0 | 0.00055587 | 0 | 0 | 0 | 0.0010323 | 0.0016467 | 0.00056276 | 0 | 0.00066482 | 0.0039066 | 59863.3427
12982 | env_0002 | Roof Insulation | TRUE | 0.54036 | Lodging | GA, Bibb County | 100001_150000 | Zone-by-Zone | gen2_t8_halogen | Georgia | 22.3295 | E: Lodging with Zone-by-Zone Systems | 0.00052961 | 0.00057833 | 0 | 0 | 0 | 0.0015874 | 0.0012917 | 0.0010059 | 0 | 0.00059384 | 0 | 0.00066748 | 0 | 0 | 0 | 0.0015874 | 0.0019592 | 0.0010059 | 0 | 0.00059384 | 0.0051463 | 67544.7781
12984 | env_0002 | Roof Insulation | TRUE | 3.7592 | Lodging | GA, Bibb County | 3001_8000 | Zone-by-Zone | gen2_t8_halogen | Georgia | 23.6242 | E: Lodging with Zone-by-Zone Systems | 0.00016424 | 0.00018666 | 0 | 0 | 0 | 0.00058597 | 0.00030428 | 0.00026409 | 0 | 0.00028408 | 0 | 0.00022821 | 0 | 0 | 0 | 0.00058597 | 0.00053249 | 0.00026409 | 0 | 0.00028408 | 0.0016666 | 20675.3859
12985 | env_0002 | Roof Insulation | TRUE | 7.2478 | Lodging | GA, Bibb County | 8001_12000 | Zone-by-Zone | gen2_t8_halogen | Georgia | 21.7986 | E: Lodging with Zone-by-Zone Systems | 0.00057415 | 0.0006091 | 0 | 0 | 0 | 0.0013314 | 0.0013697 | 0.0012691 | 0 | 0.00078409 | 0 | 0.00063653 | 0 | 0 | 0 | 0.0013314 | 0.0020063 | 0.0012691 | 0 | 0.00078409 | 0.0053909 | 72477.6153
12986 | env_0002 | Roof Insulation | TRUE | 1.1712 | Lodging | GA, Bibb County | 70001_80000 | Zone-by-Zone | gen1_t12_incandescent | Georgia | 25.7846 | E: Lodging with Zone-by-Zone Systems | 0.00078512 | 0.00087668 | 0 | 0 | 0 | 0.0023171 | 0.0018806 | 0.0019031 | 0 | 0.00078198 | 0 | 0.00084511 | 0 | 0 | 0 | 0.0023171 | 0.0027257 | 0.0019031 | 0 | 0.00078198 | 0.0077279 | 87836.5188
12987 | env_0002 | Roof Insulation | TRUE | 3.1437 | Lodging | GA, Bibb County | 12001_30000 | Zone-by-Zone | gen1_t12_incandescent | Georgia | 26.9029 | E: Lodging with Zone-by-Zone Systems | 0.0006619 | 0.00069117 | 0 | 0 | 0 | 0.001882 | 0.001396 | 0.0015273 | 0 | 0.00066243 | 0 | 0.00059226 | 0 | 0 | 0 | 0.001882 | 0.0019883 | 0.0015273 | 0 | 0.00066243 | 0.0060601 | 66017.1399
12988 | env_0002 | Roof Insulation | TRUE | 0.54993 | Lodging | GA, Bibb County | 52001_64000 | Zone-by-Zone | gen2_t8_halogen | Georgia | 25.3364 | E: Lodging with Zone-by-Zone Systems | 0.00027113 | 0.00029214 | 0 | 0 | 0 | 0.00079615 | 0.00070975 | 0.00055507 | 0 | 0 | 0 | 0.00033651 | 0.00035995 | 0 | 0 | 0.00079615 | 0.0010463 | 0.00055507 | 0 | 0.00035995 | 0.0027574 | 31895.9193
12991 | env_0002 | Roof Insulation | TRUE | 2.7389 | Lodging | GA, Bibb County | 40001_52000 | Zone-by-Zone | gen2_t8_halogen | Georgia | 22.0231 | E: Lodging with Zone-by-Zone Systems | 0.00097271 | 0.0010707 | 0 | 0 | 0 | 0.002763 | 0.0023271 | 0.0021339 | 0 | 0.0011438 | 0 | 0.0010997 | 0 | 0 | 0 | 0.002763 | 0.0034269 | 0.0021339 | 0 | 0.0011438 | 0.0094676 | 125989.9822
25221 | env_0002 | Roof Insulation | TRUE | 0.578 | Lodging | GA, Bibb County | 64001_70000 | Zone-by-Zone | gen1_t12_incandescent | Georgia | 27.5318 | E: Lodging with Zone-by-Zone Systems | 0.00035559 | 0.00037962 | 0 | 0 | 0 | 0.00098918 | 0.0007097 | 0.0006085 | 4.0179e-05 | 0.00026065 | 0 | 0.00079917 | 0.00023063 | 0 | 0 | 0.00098918 | 0.0015089 | 0.0006085 | 4.0179e-05 | 0.00049128 | 0.003638 | 38726.0629
25222 | env_0002 | Roof Insulation | TRUE | 0.16378 | Lodging | GA, Bibb County | 80001_100000 | Zone-by-Zone | gen2_t8_halogen | Georgia | 20.9059 | E: Lodging with Zone-by-Zone Systems | 9.8441e-05 | 0.00011343 | 0 | 0 | 0 | 0.00035953 | 0.00021392 | 0.00012973 | 1.1126e-05 | 0.00011035 | 0 | 0.00013197 | 9.4855e-05 | 0 | 0 | 0.00035953 | 0.00034589 | 0.00012973 | 1.1126e-05 | 0.0002052 | 0.0010515 | 14740.3499
59061 | env_0002 | Roof Insulation | TRUE | 0.19236 | Lodging | GA, Bibb County | 400001_600000 | Zone-by-Zone | gen2_t8_halogen | Georgia | 27.4373 | E: Lodging with Zone-by-Zone Systems | 0.00081509 | 0.00091938 | 0 | 0 | 0 | 0.0036421 | 0.0010491 | 0.000687 | 1.3169e-05 | 0.00067815 | 0.0017749 | 0.00053782 | 0.00062212 | 0 | 0 | 0.005417 | 0.001587 | 0.000687 | 1.3169e-05 | 0.0013003 | 0.0090043 | 96179.6461
59067 | env_0002 | Roof Insulation | TRUE | 0.3206 | Lodging | GA, Bibb County | 200001_400000 | Zone-by-Zone | gen2_t8_halogen | Georgia | 28.0038 | E: Lodging with Zone-by-Zone Systems | 0.00080658 | 0.0009182 | 0 | 0 | 0 | 0.0031916 | 0.0011935 | 0.00079068 | 2.2398e-05 | 0.00061164 | 0.0016053 | 0.0011689 | 0.00060623 | 0 | 0 | 0.0047969 | 0.0023624 | 0.00079068 | 2.2398e-05 | 0.0012179 | 0.0091902 | 96179.6461
12981 | env_0003 | Secondary Windows | TRUE | 1.7104 | Lodging | GA, Bibb County | 30001_40000 | Zone-by-Zone | gen5_led | Georgia | 20.2287 | E: Lodging with Zone-by-Zone Systems | 0.00043081 | 0.00046329 | 0 | 0 | 0 | 0.0012577 | 0.0010908 | 0.00056276 | 0 | 0.00066482 | 0 | 0.00055587 | 0 | 0 | 0 | 0.0012577 | 0.0016467 | 0.00056276 | 0 | 0.00066482 | 0.0041319 | 59863.3427
12982 | env_0003 | Secondary Windows | TRUE | 0.54036 | Lodging | GA, Bibb County | 100001_150000 | Zone-by-Zone | gen2_t8_halogen | Georgia | 22.2052 | E: Lodging with Zone-by-Zone Systems | 0.00052662 | 0.00057492 | 0 | 0 | 0 | 0.0015587 | 0.0012917 | 0.0010059 | 0 | 0.00059384 | 0 | 0.00066748 | 0 | 0 | 0 | 0.0015587 | 0.0019592 | 0.0010059 | 0 | 0.00059384 | 0.0051177 | 67544.7781
12984 | env_0003 | Secondary Windows | TRUE | 3.7592 | Lodging | GA, Bibb County | 3001_8000 | Zone-by-Zone | gen2_t8_halogen | Georgia | 23.1934 | E: Lodging with Zone-by-Zone Systems | 0.00016147 | 0.00018304 | 0 | 0 | 0 | 0.00055558 | 0.00030428 | 0.00026409 | 0 | 0.00028408 | 0 | 0.00022821 | 0 | 0 | 0 | 0.00055558 | 0.00053249 | 0.00026409 | 0 | 0.00028408 | 0.0016362 | 20675.3859
12985 | env_0003 | Secondary Windows | TRUE | 7.2478 | Lodging | GA, Bibb County | 8001_12000 | Zone-by-Zone | gen2_t8_halogen | Georgia | 22.0492 | E: Lodging with Zone-by-Zone Systems | 0.00057927 | 0.00061648 | 0 | 0 | 0 | 0.0013934 | 0.0013697 | 0.0012691 | 0 | 0.00078409 | 0 | 0.00063653 | 0 | 0 | 0 | 0.0013934 | 0.0020063 | 0.0012691 | 0 | 0.00078409 | 0.0054528 | 72477.6153
12986 | env_0003 | Secondary Windows | TRUE | 1.1712 | Lodging | GA, Bibb County | 70001_80000 | Zone-by-Zone | gen1_t12_incandescent | Georgia | 26.0879 | E: Lodging with Zone-by-Zone Systems | 0.00079351 | 0.00088751 | 0 | 0 | 0 | 0.002408 | 0.0018806 | 0.0019031 | 0 | 0.00078198 | 0 | 0.00084511 | 0 | 0 | 0 | 0.002408 | 0.0027257 | 0.0019031 | 0 | 0.00078198 | 0.0078188 | 87836.5188
12987 | env_0003 | Secondary Windows | TRUE | 3.1437 | Lodging | GA, Bibb County | 12001_30000 | Zone-by-Zone | gen1_t12_incandescent | Georgia | 26.737 | E: Lodging with Zone-by-Zone Systems | 0.00065658 | 0.00068672 | 0 | 0 | 0 | 0.0018447 | 0.001396 | 0.0015273 | 0 | 0.00066243 | 0 | 0.00059226 | 0 | 0 | 0 | 0.0018447 | 0.0019883 | 0.0015273 | 0 | 0.00066243 | 0.0060228 | 66017.1399
12988 | env_0003 | Secondary Windows | TRUE | 0.54993 | Lodging | GA, Bibb County | 52001_64000 | Zone-by-Zone | gen2_t8_halogen | Georgia | 25.4134 | E: Lodging with Zone-by-Zone Systems | 0.00027005 | 0.00029313 | 0 | 0 | 0 | 0.00080453 | 0.00070975 | 0.00055507 | 0 | 0 | 0 | 0.00033651 | 0.00035995 | 0 | 0 | 0.00080453 | 0.0010463 | 0.00055507 | 0 | 0.00035995 | 0.0027658 | 31895.9193
12991 | env_0003 | Secondary Windows | TRUE | 2.7389 | Lodging | GA, Bibb County | 40001_52000 | Zone-by-Zone | gen2_t8_halogen | Georgia | 22.2447 | E: Lodging with Zone-by-Zone Systems | 0.00097621 | 0.001082 | 0 | 0 | 0 | 0.0028583 | 0.0023271 | 0.0021339 | 0 | 0.0011438 | 0 | 0.0010997 | 0 | 0 | 0 | 0.0028583 | 0.0034269 | 0.0021339 | 0 | 0.0011438 | 0.0095629 | 125989.9822
25221 | env_0003 | Secondary Windows | TRUE | 0.578 | Lodging | GA, Bibb County | 64001_70000 | Zone-by-Zone | gen1_t12_incandescent | Georgia | 27.6562 | E: Lodging with Zone-by-Zone Systems | 0.00035552 | 0.00038158 | 0 | 0 | 0 | 0.0010056 | 0.0007097 | 0.0006085 | 4.0189e-05 | 0.00026065 | 0 | 0.00079917 | 0.00023063 | 0 | 0 | 0.0010056 | 0.0015089 | 0.0006085 | 4.0189e-05 | 0.00049128 | 0.0036545 | 38726.0629
25222 | env_0003 | Secondary Windows | TRUE | 0.16378 | Lodging | GA, Bibb County | 80001_100000 | Zone-by-Zone | gen2_t8_halogen | Georgia | 20.5077 | E: Lodging with Zone-by-Zone Systems | 9.6979e-05 | 0.00011104 | 0 | 0 | 0 | 0.0003395 | 0.00021392 | 0.00012973 | 1.1126e-05 | 0.00011035 | 0 | 0.00013197 | 9.4855e-05 | 0 | 0 | 0.0003395 | 0.00034589 | 0.00012973 | 1.1126e-05 | 0.0002052 | 0.0010315 | 14740.3499
59061 | env_0003 | Secondary Windows | TRUE | 0.19236 | Lodging | GA, Bibb County | 400001_600000 | Zone-by-Zone | gen2_t8_halogen | Georgia | 27.2273 | E: Lodging with Zone-by-Zone Systems | 0.00080958 | 0.0009109 | 0 | 0 | 0 | 0.003568 | 0.0010491 | 0.000687 | 1.3167e-05 | 0.00067815 | 0.00178 | 0.00053782 | 0.00062212 | 0 | 0 | 0.005348 | 0.001587 | 0.000687 | 1.3167e-05 | 0.0013003 | 0.0089354 | 96179.6461
59067 | env_0003 | Secondary Windows | TRUE | 0.3206 | Lodging | GA, Bibb County | 200001_400000 | Zone-by-Zone | gen2_t8_halogen | Georgia | 28.1259 | E: Lodging with Zone-by-Zone Systems | 0.00080911 | 0.00092093 | 0 | 0 | 0 | 0.0031924 | 0.0011935 | 0.00079068 | 2.2398e-05 | 0.00061164 | 0.0016446 | 0.0011689 | 0.00060623 | 0 | 0 | 0.004837 | 0.0023624 | 0.00079068 | 2.2398e-05 | 0.0012179 | 0.0092303 | 96179.6461
12981 | env_0004 | Window Film | TRUE | 1.7104 | Lodging | GA, Bibb County | 30001_40000 | Zone-by-Zone | gen5_led | Georgia | 20.1735 | E: Lodging with Zone-by-Zone Systems | 0.00043095 | 0.00046195 | 0 | 0 | 0 | 0.0012464 | 0.0010908 | 0.00056276 | 0 | 0.00066482 | 0 | 0.00055587 | 0 | 0 | 0 | 0.0012464 | 0.0016467 | 0.00056276 | 0 | 0.00066482 | 0.0041207 | 59863.3427
12982 | env_0004 | Window Film | TRUE | 0.54036 | Lodging | GA, Bibb County | 100001_150000 | Zone-by-Zone | gen2_t8_halogen | Georgia | 21.7846 | E: Lodging with Zone-by-Zone Systems | 0.0005186 | 0.00056337 | 0 | 0 | 0 | 0.0014618 | 0.0012917 | 0.0010059 | 0 | 0.00059384 | 0 | 0.00066748 | 0 | 0 | 0 | 0.0014618 | 0.0019592 | 0.0010059 | 0 | 0.00059384 | 0.0050207 | 67544.7781
12984 | env_0004 | Window Film | TRUE | 3.7592 | Lodging | GA, Bibb County | 3001_8000 | Zone-by-Zone | gen2_t8_halogen | Georgia | 23.1465 | E: Lodging with Zone-by-Zone Systems | 0.00016182 | 0.00018265 | 0 | 0 | 0 | 0.0005523 | 0.00030428 | 0.00026409 | 0 | 0.00028408 | 0 | 0.00022821 | 0 | 0 | 0 | 0.0005523 | 0.00053249 | 0.00026409 | 0 | 0.00028408 | 0.0016329 | 20675.3859
12985 | env_0004 | Window Film | TRUE | 7.2478 | Lodging | GA, Bibb County | 8001_12000 | Zone-by-Zone | gen2_t8_halogen | Georgia | 21.9678 | E: Lodging with Zone-by-Zone Systems | 0.00057774 | 0.00061408 | 0 | 0 | 0 | 0.0013732 | 0.0013697 | 0.0012691 | 0 | 0.00078409 | 0 | 0.00063653 | 0 | 0 | 0 | 0.0013732 | 0.0020063 | 0.0012691 | 0 | 0.00078409 | 0.0054327 | 72477.6153
12986 | env_0004 | Window Film | TRUE | 1.1712 | Lodging | GA, Bibb County | 70001_80000 | Zone-by-Zone | gen1_t12_incandescent | Georgia | 25.8837 | E: Lodging with Zone-by-Zone Systems | 0.00078915 | 0.00088022 | 0 | 0 | 0 | 0.0023468 | 0.0018806 | 0.0019031 | 0 | 0.00078198 | 0 | 0.00084511 | 0 | 0 | 0 | 0.0023468 | 0.0027257 | 0.0019031 | 0 | 0.00078198 | 0.0077576 | 87836.5188
12987 | env_0004 | Window Film | TRUE | 3.1437 | Lodging | GA, Bibb County | 12001_30000 | Zone-by-Zone | gen1_t12_incandescent | Georgia | 26.2093 | E: Lodging with Zone-by-Zone Systems | 0.00064556 | 0.00067255 | 0 | 0 | 0 | 0.0017258 | 0.001396 | 0.0015273 | 0 | 0.00066243 | 0 | 0.00059226 | 0 | 0 | 0 | 0.0017258 | 0.0019883 | 0.0015273 | 0 | 0.00066243 | 0.0059039 | 66017.1399
12988 | env_0004 | Window Film | TRUE | 0.54993 | Lodging | GA, Bibb County | 52001_64000 | Zone-by-Zone | gen2_t8_halogen | Georgia | 25.0961 | E: Lodging with Zone-by-Zone Systems | 0.00026699 | 0.00028902 | 0 | 0 | 0 | 0.00077 | 0.00070975 | 0.00055507 | 0 | 0 | 0 | 0.00033651 | 0.00035995 | 0 | 0 | 0.00077 | 0.0010463 | 0.00055507 | 0 | 0.00035995 | 0.0027313 | 31895.9193
12991 | env_0004 | Window Film | TRUE | 2.7389 | Lodging | GA, Bibb County | 40001_52000 | Zone-by-Zone | gen2_t8_halogen | Georgia | 22.1061 | E: Lodging with Zone-by-Zone Systems | 0.00097128 | 0.0010749 | 0 | 0 | 0 | 0.0027987 | 0.0023271 | 0.0021339 | 0 | 0.0011438 | 0 | 0.0010997 | 0 | 0 | 0 | 0.0027987 | 0.0034269 | 0.0021339 | 0 | 0.0011438 | 0.0095033 | 125989.9822
25221 | env_0004 | Window Film | TRUE | 0.578 | Lodging | GA, Bibb County | 64001_70000 | Zone-by-Zone | gen1_t12_incandescent | Georgia | 27.6148 | E: Lodging with Zone-by-Zone Systems | 0.00035502 | 0.00038093 | 0 | 0 | 0 | 0.0010001 | 0.0007097 | 0.0006085 | 4.0189e-05 | 0.00026065 | 0 | 0.00079917 | 0.00023063 | 0 | 0 | 0.0010001 | 0.0015089 | 0.0006085 | 4.0189e-05 | 0.00049128 | 0.003649 | 38726.0629
25222 | env_0004 | Window Film | TRUE | 0.16378 | Lodging | GA, Bibb County | 80001_100000 | Zone-by-Zone | gen2_t8_halogen | Georgia | 19.7889 | E: Lodging with Zone-by-Zone Systems | 9.4174e-05 | 0.00010673 | 0 | 0 | 0 | 0.00030336 | 0.00021392 | 0.00012973 | 1.1121e-05 | 0.00011035 | 0 | 0.00013197 | 9.4855e-05 | 0 | 0 | 0.00030336 | 0.00034589 | 0.00012973 | 1.1121e-05 | 0.0002052 | 0.00099531 | 14740.3499
59061 | env_0004 | Window Film | TRUE | 0.19236 | Lodging | GA, Bibb County | 400001_600000 | Zone-by-Zone | gen2_t8_halogen | Georgia | 26.7617 | E: Lodging with Zone-by-Zone Systems | 0.00079461 | 0.00088994 | 0 | 0 | 0 | 0.0033628 | 0.0010491 | 0.000687 | 1.3153e-05 | 0.00067814 | 0.0018325 | 0.00053782 | 0.00062211 | 0 | 0 | 0.0051952 | 0.001587 | 0.000687 | 1.3153e-05 | 0.0013003 | 0.0087826 | 96179.6461
59067 | env_0004 | Window Film | TRUE | 0.3206 | Lodging | GA, Bibb County | 200001_400000 | Zone-by-Zone | gen2_t8_halogen | Georgia | 27.9751 | E: Lodging with Zone-by-Zone Systems | 0.000804 | 0.00091378 | 0 | 0 | 0 | 0.003119 | 0.0011935 | 0.00079068 | 2.2398e-05 | 0.00061164 | 0.0016685 | 0.0011689 | 0.00060623 | 0 | 0 | 0.0047875 | 0.0023624 | 0.00079068 | 2.2398e-05 | 0.0012179 | 0.0091808 | 96179.6461
12981 | env_0005 | New Windows | TRUE | 1.7104 | Lodging | GA, Bibb County | 30001_40000 | Zone-by-Zone | gen5_led | Georgia | 20.1377 | E: Lodging with Zone-by-Zone Systems | 0.00042919 | 0.00046108 | 0 | 0 | 0 | 0.0012391 | 0.0010908 | 0.00056276 | 0 | 0.00066482 | 0 | 0.00055587 | 0 | 0 | 0 | 0.0012391 | 0.0016467 | 0.00056276 | 0 | 0.00066482 | 0.0041134 | 59863.3427
12982 | env_0005 | New Windows | TRUE | 0.54036 | Lodging | GA, Bibb County | 100001_150000 | Zone-by-Zone | gen2_t8_halogen | Georgia | 21.8268 | E: Lodging with Zone-by-Zone Systems | 0.0005192 | 0.00056453 | 0 | 0 | 0 | 0.0014715 | 0.0012917 | 0.0010059 | 0 | 0.00059384 | 0 | 0.00066748 | 0 | 0 | 0 | 0.0014715 | 0.0019592 | 0.0010059 | 0 | 0.00059384 | 0.0050305 | 67544.7781
12984 | env_0005 | New Windows | TRUE | 3.7592 | Lodging | GA, Bibb County | 3001_8000 | Zone-by-Zone | gen2_t8_halogen | Georgia | 22.9813 | E: Lodging with Zone-by-Zone Systems | 0.0001604 | 0.00018126 | 0 | 0 | 0 | 0.00054061 | 0.00030428 | 0.00026409 | 0 | 0.00028408 | 0 | 0.00022821 | 0 | 0 | 0 | 0.00054061 | 0.00053249 | 0.00026409 | 0 | 0.00028408 | 0.0016213 | 20675.3859
12985 | env_0005 | New Windows | TRUE | 7.2478 | Lodging | GA, Bibb County | 8001_12000 | Zone-by-Zone | gen2_t8_halogen | Georgia | 22.0372 | E: Lodging with Zone-by-Zone Systems | 0.00057895 | 0.00061613 | 0 | 0 | 0 | 0.0013904 | 0.0013697 | 0.0012691 | 0 | 0.00078409 | 0 | 0.00063653 | 0 | 0 | 0 | 0.0013904 | 0.0020063 | 0.0012691 | 0 | 0.00078409 | 0.0054499 | 72477.6153
12986 | env_0005 | New Windows | TRUE | 1.1712 | Lodging | GA, Bibb County | 70001_80000 | Zone-by-Zone | gen1_t12_incandescent | Georgia | 25.874 | E: Lodging with Zone-by-Zone Systems | 0.00078837 | 0.00087987 | 0 | 0 | 0 | 0.0023439 | 0.0018806 | 0.0019031 | 0 | 0.00078198 | 0 | 0.00084511 | 0 | 0 | 0 | 0.0023439 | 0.0027257 | 0.0019031 | 0 | 0.00078198 | 0.0077547 | 87836.5188
12987 | env_0005 | New Windows | TRUE | 3.1437 | Lodging | GA, Bibb County | 12001_30000 | Zone-by-Zone | gen1_t12_incandescent | Georgia | 26.2372 | E: Lodging with Zone-by-Zone Systems | 0.00064722 | 0.0006733 | 0 | 0 | 0 | 0.0017321 | 0.001396 | 0.0015273 | 0 | 0.00066243 | 0 | 0.00059226 | 0 | 0 | 0 | 0.0017321 | 0.0019883 | 0.0015273 | 0 | 0.00066243 | 0.0059102 | 66017.1399
12988 | env_0005 | New Windows | TRUE | 0.54993 | Lodging | GA, Bibb County | 52001_64000 | Zone-by-Zone | gen2_t8_halogen | Georgia | 25.2635 | E: Lodging with Zone-by-Zone Systems | 0.00026865 | 0.00029119 | 0 | 0 | 0 | 0.00078821 | 0.00070975 | 0.00055507 | 0 | 0 | 0 | 0.00033651 | 0.00035995 | 0 | 0 | 0.00078821 | 0.0010463 | 0.00055507 | 0 | 0.00035995 | 0.0027495 | 31895.9193
12991 | env_0005 | New Windows | TRUE | 2.7389 | Lodging | GA, Bibb County | 40001_52000 | Zone-by-Zone | gen2_t8_halogen | Georgia | 22.0894 | E: Lodging with Zone-by-Zone Systems | 0.00097042 | 0.0010741 | 0 | 0 | 0 | 0.0027915 | 0.0023271 | 0.0021339 | 0 | 0.0011438 | 0 | 0.0010997 | 0 | 0 | 0 | 0.0027915 | 0.0034269 | 0.0021339 | 0 | 0.0011438 | 0.0094962 | 125989.9822
25221 | env_0005 | New Windows | TRUE | 0.578 | Lodging | GA, Bibb County | 64001_70000 | Zone-by-Zone | gen1_t12_incandescent | Georgia | 27.6572 | E: Lodging with Zone-by-Zone Systems | 0.00035554 | 0.00038159 | 0 | 0 | 0 | 0.0010057 | 0.0007097 | 0.0006085 | 4.0189e-05 | 0.00026065 | 0 | 0.00079917 | 0.00023063 | 0 | 0 | 0.0010057 | 0.0015089 | 0.0006085 | 4.0189e-05 | 0.00049128 | 0.0036546 | 38726.0629
25222 | env_0005 | New Windows | TRUE | 0.16378 | Lodging | GA, Bibb County | 80001_100000 | Zone-by-Zone | gen2_t8_halogen | Georgia | 19.8925 | E: Lodging with Zone-by-Zone Systems | 9.4467e-05 | 0.00010735 | 0 | 0 | 0 | 0.00030856 | 0.00021392 | 0.00012973 | 1.1124e-05 | 0.00011035 | 0 | 0.00013197 | 9.4855e-05 | 0 | 0 | 0.00030856 | 0.00034589 | 0.00012973 | 1.1124e-05 | 0.0002052 | 0.0010005 | 14740.3499
59061 | env_0005 | New Windows | TRUE | 0.19236 | Lodging | GA, Bibb County | 400001_600000 | Zone-by-Zone | gen2_t8_halogen | Georgia | 26.7177 | E: Lodging with Zone-by-Zone Systems | 0.00079555 | 0.00089091 | 0 | 0 | 0 | 0.0033997 | 0.0010491 | 0.000687 | 1.316e-05 | 0.00067814 | 0.0017811 | 0.00053782 | 0.00062211 | 0 | 0 | 0.0051808 | 0.001587 | 0.000687 | 1.316e-05 | 0.0013003 | 0.0087682 | 96179.6461
59067 | env_0005 | New Windows | TRUE | 0.3206 | Lodging | GA, Bibb County | 200001_400000 | Zone-by-Zone | gen2_t8_halogen | Georgia | 28.043 | E: Lodging with Zone-by-Zone Systems | 0.00080689 | 0.00091771 | 0 | 0 | 0 | 0.0031657 | 0.0011935 | 0.00079068 | 2.2398e-05 | 0.00061164 | 0.0016441 | 0.0011689 | 0.00060623 | 0 | 0 | 0.0048097 | 0.0023624 | 0.00079068 | 2.2398e-05 | 0.0012179 | 0.0092031 | 96179.6461
12981 | hvac_0001 | HP Boiler, Electric Backup | FALSE | 1.7104 | Lodging | GA, Bibb County | 30001_40000 | Zone-by-Zone | gen5_led | Georgia | 20.2669 | E: Lodging with Zone-by-Zone Systems | 0.00043156 | 0.00046423 | 0 | 0 | 0 | 0.0012655 | 0.0010908 | 0.00056276 | 0 | 0.00066482 | 0 | 0.00055587 | 0 | 0 | 0 | 0.0012655 | 0.0016467 | 0.00056276 | 0 | 0.00066482 | 0.0041398 | 59863.3427
12982 | hvac_0001 | HP Boiler, Electric Backup | FALSE | 0.54036 | Lodging | GA, Bibb County | 100001_150000 | Zone-by-Zone | gen2_t8_halogen | Georgia | 22.4823 | E: Lodging with Zone-by-Zone Systems | 0.00053222 | 0.00058253 | 0 | 0 | 0 | 0.0016226 | 0.0012917 | 0.0010059 | 0 | 0.00059384 | 0 | 0.00066748 | 0 | 0 | 0 | 0.0016226 | 0.0019592 | 0.0010059 | 0 | 0.00059384 | 0.0051816 | 67544.7781
12984 | hvac_0001 | HP Boiler, Electric Backup | FALSE | 3.7592 | Lodging | GA, Bibb County | 3001_8000 | Zone-by-Zone | gen2_t8_halogen | Georgia | 23.7995 | E: Lodging with Zone-by-Zone Systems | 0.00016549 | 0.00018814 | 0 | 0 | 0 | 0.00059833 | 0.00030428 | 0.00026409 | 0 | 0.00028408 | 0 | 0.00022821 | 0 | 0 | 0 | 0.00059833 | 0.00053249 | 0.00026409 | 0 | 0.00028408 | 0.001679 | 20675.3859
12985 | hvac_0001 | HP Boiler, Electric Backup | FALSE | 7.2478 | Lodging | GA, Bibb County | 8001_12000 | Zone-by-Zone | gen2_t8_halogen | Georgia | 22.0664 | E: Lodging with Zone-by-Zone Systems | 0.00057965 | 0.00061699 | 0 | 0 | 0 | 0.0013976 | 0.0013697 | 0.0012691 | 0 | 0.00078409 | 0 | 0.00063653 | 0 | 0 | 0 | 0.0013976 | 0.0020063 | 0.0012691 | 0 | 0.00078409 | 0.0054571 | 72477.6153
12986 | hvac_0001 | HP Boiler, Electric Backup | FALSE | 1.1712 | Lodging | GA, Bibb County | 70001_80000 | Zone-by-Zone | gen1_t12_incandescent | Georgia | 26.3233 | E: Lodging with Zone-by-Zone Systems | 0.0008001 | 0.00089592 | 0 | 0 | 0 | 0.0024786 | 0.0018806 | 0.0019031 | 0 | 0.00078198 | 0 | 0.00084511 | 0 | 0 | 0 | 0.0024786 | 0.0027257 | 0.0019031 | 0 | 0.00078198 | 0.0078894 | 87836.5188
12987 | hvac_0001 | HP Boiler, Electric Backup | FALSE | 3.1437 | Lodging | GA, Bibb County | 12001_30000 | Zone-by-Zone | gen1_t12_incandescent | Georgia | 26.9731 | E: Lodging with Zone-by-Zone Systems | 0.00066074 | 0.00069305 | 0 | 0 | 0 | 0.0018979 | 0.001396 | 0.0015273 | 0 | 0.00066243 | 0 | 0.00059226 | 0 | 0 | 0 | 0.0018979 | 0.0019883 | 0.0015273 | 0 | 0.00066243 | 0.006076 | 66017.1399
12988 | hvac_0001 | HP Boiler, Electric Backup | FALSE | 0.54993 | Lodging | GA, Bibb County | 52001_64000 | Zone-by-Zone | gen2_t8_halogen | Georgia | 25.4626 | E: Lodging with Zone-by-Zone Systems | 0.0002705 | 0.00029377 | 0 | 0 | 0 | 0.00080989 | 0.00070975 | 0.00055507 | 0 | 0 | 0 | 0.00033651 | 0.00035995 | 0 | 0 | 0.00080989 | 0.0010463 | 0.00055507 | 0 | 0.00035995 | 0.0027712 | 31895.9193
12991 | hvac_0001 | HP Boiler, Electric Backup | FALSE | 2.7389 | Lodging | GA, Bibb County | 40001_52000 | Zone-by-Zone | gen2_t8_halogen | Georgia | 22.341 | E: Lodging with Zone-by-Zone Systems | 0.0009795 | 0.0010869 | 0 | 0 | 0 | 0.0028996 | 0.0023271 | 0.0021339 | 0 | 0.0011438 | 0 | 0.0010997 | 0 | 0 | 0 | 0.0028996 | 0.0034269 | 0.0021339 | 0 | 0.0011438 | 0.0096043 | 125989.9822
25221 | hvac_0001 | HP Boiler, Electric Backup | FALSE | 0.578 | Lodging | GA, Bibb County | 64001_70000 | Zone-by-Zone | gen1_t12_incandescent | Georgia | 27.6604 | E: Lodging with Zone-by-Zone Systems | 0.00035556 | 0.00038165 | 0 | 0 | 0 | 0.0010062 | 0.0007097 | 0.0006085 | 4.0189e-05 | 0.00026065 | 0 | 0.00079917 | 0.00023063 | 0 | 0 | 0.0010062 | 0.0015089 | 0.0006085 | 4.0189e-05 | 0.00049128 | 0.003655 | 38726.0629
25222 | hvac_0001 | HP Boiler, Electric Backup | FALSE | 0.16378 | Lodging | GA, Bibb County | 80001_100000 | Zone-by-Zone | gen2_t8_halogen | Georgia | 21.0673 | E: Lodging with Zone-by-Zone Systems | 9.9278e-05 | 0.0001144 | 0 | 0 | 0 | 0.00036765 | 0.00021392 | 0.00012973 | 1.1126e-05 | 0.00011035 | 0 | 0.00013197 | 9.4855e-05 | 0 | 0 | 0.00036765 | 0.00034589 | 0.00012973 | 1.1126e-05 | 0.0002052 | 0.0010596 | 14740.3499
59061 | hvac_0001 | HP Boiler, Electric Backup | TRUE | 0.19236 | Lodging | GA, Bibb County | 400001_600000 | Zone-by-Zone | gen2_t8_halogen | Georgia | 23.5266 | E: Lodging with Zone-by-Zone Systems | 0.00075598 | 0.00085936 | 0 | 0 | 0 | 0.0041335 | 0.0010491 | 0.000687 | 1.3169e-05 | 0.00067815 | 0 | 0.00053782 | 0.00062212 | 0 | 0 | 0.0041335 | 0.001587 | 0.000687 | 1.3169e-05 | 0.0013003 | 0.0077209 | 96179.6461
59067 | hvac_0001 | HP Boiler, Electric Backup | TRUE | 0.3206 | Lodging | GA, Bibb County | 200001_400000 | Zone-by-Zone | gen2_t8_halogen | Georgia | 24.545 | E: Lodging with Zone-by-Zone Systems | 0.00075212 | 0.00086698 | 0 | 0 | 0 | 0.0036618 | 0.0011935 | 0.00079068 | 2.2398e-05 | 0.00061164 | 0 | 0.0011689 | 0.00060623 | 0 | 0 | 0.0036618 | 0.0023624 | 0.00079068 | 2.2398e-05 | 0.0012179 | 0.0080551 | 96179.6461
12981 | hvac_0002 | HP Boiler, Gas Backup | FALSE | 1.7104 | Lodging | GA, Bibb County | 30001_40000 | Zone-by-Zone | gen5_led | Georgia | 20.2669 | E: Lodging with Zone-by-Zone Systems | 0.00043156 | 0.00046423 | 0 | 0 | 0 | 0.0012655 | 0.0010908 | 0.00056276 | 0 | 0.00066482 | 0 | 0.00055587 | 0 | 0 | 0 | 0.0012655 | 0.0016467 | 0.00056276 | 0 | 0.00066482 | 0.0041398 | 59863.3427
12982 | hvac_0002 | HP Boiler, Gas Backup | FALSE | 0.54036 | Lodging | GA, Bibb County | 100001_150000 | Zone-by-Zone | gen2_t8_halogen | Georgia | 22.4823 | E: Lodging with Zone-by-Zone Systems | 0.00053222 | 0.00058253 | 0 | 0 | 0 | 0.0016226 | 0.0012917 | 0.0010059 | 0 | 0.00059384 | 0 | 0.00066748 | 0 | 0 | 0 | 0.0016226 | 0.0019592 | 0.0010059 | 0 | 0.00059384 | 0.0051816 | 67544.7781
12984 | hvac_0002 | HP Boiler, Gas Backup | FALSE | 3.7592 | Lodging | GA, Bibb County | 3001_8000 | Zone-by-Zone | gen2_t8_halogen | Georgia | 23.7995 | E: Lodging with Zone-by-Zone Systems | 0.00016549 | 0.00018814 | 0 | 0 | 0 | 0.00059833 | 0.00030428 | 0.00026409 | 0 | 0.00028408 | 0 | 0.00022821 | 0 | 0 | 0 | 0.00059833 | 0.00053249 | 0.00026409 | 0 | 0.00028408 | 0.001679 | 20675.3859
12985 | hvac_0002 | HP Boiler, Gas Backup | FALSE | 7.2478 | Lodging | GA, Bibb County | 8001_12000 | Zone-by-Zone | gen2_t8_halogen | Georgia | 22.0664 | E: Lodging with Zone-by-Zone Systems | 0.00057965 | 0.00061699 | 0 | 0 | 0 | 0.0013976 | 0.0013697 | 0.0012691 | 0 | 0.00078409 | 0 | 0.00063653 | 0 | 0 | 0 | 0.0013976 | 0.0020063 | 0.0012691 | 0 | 0.00078409 | 0.0054571 | 72477.6153
12986 | hvac_0002 | HP Boiler, Gas Backup | FALSE | 1.1712 | Lodging | GA, Bibb County | 70001_80000 | Zone-by-Zone | gen1_t12_incandescent | Georgia | 26.3233 | E: Lodging with Zone-by-Zone Systems | 0.0008001 | 0.00089592 | 0 | 0 | 0 | 0.0024786 | 0.0018806 | 0.0019031 | 0 | 0.00078198 | 0 | 0.00084511 | 0 | 0 | 0 | 0.0024786 | 0.0027257 | 0.0019031 | 0 | 0.00078198 | 0.0078894 | 87836.5188
12987 | hvac_0002 | HP Boiler, Gas Backup | FALSE | 3.1437 | Lodging | GA, Bibb County | 12001_30000 | Zone-by-Zone | gen1_t12_incandescent | Georgia | 26.9731 | E: Lodging with Zone-by-Zone Systems | 0.00066074 | 0.00069305 | 0 | 0 | 0 | 0.0018979 | 0.001396 | 0.0015273 | 0 | 0.00066243 | 0 | 0.00059226 | 0 | 0 | 0 | 0.0018979 | 0.0019883 | 0.0015273 | 0 | 0.00066243 | 0.006076 | 66017.1399
12988 | hvac_0002 | HP Boiler, Gas Backup | FALSE | 0.54993 | Lodging | GA, Bibb County | 52001_64000 | Zone-by-Zone | gen2_t8_halogen | Georgia | 25.4626 | E: Lodging with Zone-by-Zone Systems | 0.0002705 | 0.00029377 | 0 | 0 | 0 | 0.00080989 | 0.00070975 | 0.00055507 | 0 | 0 | 0 | 0.00033651 | 0.00035995 | 0 | 0 | 0.00080989 | 0.0010463 | 0.00055507 | 0 | 0.00035995 | 0.0027712 | 31895.9193
12991 | hvac_0002 | HP Boiler, Gas Backup | FALSE | 2.7389 | Lodging | GA, Bibb County | 40001_52000 | Zone-by-Zone | gen2_t8_halogen | Georgia | 22.341 | E: Lodging with Zone-by-Zone Systems | 0.0009795 | 0.0010869 | 0 | 0 | 0 | 0.0028996 | 0.0023271 | 0.0021339 | 0 | 0.0011438 | 0 | 0.0010997 | 0 | 0 | 0 | 0.0028996 | 0.0034269 | 0.0021339 | 0 | 0.0011438 | 0.0096043 | 125989.9822
25221 | hvac_0002 | HP Boiler, Gas Backup | FALSE | 0.578 | Lodging | GA, Bibb County | 64001_70000 | Zone-by-Zone | gen1_t12_incandescent | Georgia | 27.6604 | E: Lodging with Zone-by-Zone Systems | 0.00035556 | 0.00038165 | 0 | 0 | 0 | 0.0010062 | 0.0007097 | 0.0006085 | 4.0189e-05 | 0.00026065 | 0 | 0.00079917 | 0.00023063 | 0 | 0 | 0.0010062 | 0.0015089 | 0.0006085 | 4.0189e-05 | 0.00049128 | 0.003655 | 38726.0629
25222 | hvac_0002 | HP Boiler, Gas Backup | FALSE | 0.16378 | Lodging | GA, Bibb County | 80001_100000 | Zone-by-Zone | gen2_t8_halogen | Georgia | 21.0673 | E: Lodging with Zone-by-Zone Systems | 9.9278e-05 | 0.0001144 | 0 | 0 | 0 | 0.00036765 | 0.00021392 | 0.00012973 | 1.1126e-05 | 0.00011035 | 0 | 0.00013197 | 9.4855e-05 | 0 | 0 | 0.00036765 | 0.00034589 | 0.00012973 | 1.1126e-05 | 0.0002052 | 0.0010596 | 14740.3499
59061 | hvac_0002 | HP Boiler, Gas Backup | TRUE | 0.19236 | Lodging | GA, Bibb County | 400001_600000 | Zone-by-Zone | gen2_t8_halogen | Georgia | 23.5266 | E: Lodging with Zone-by-Zone Systems | 0.00075598 | 0.00085936 | 0 | 0 | 0 | 0.0041335 | 0.0010491 | 0.000687 | 1.3169e-05 | 0.00067815 | 0 | 0.00053782 | 0.00062212 | 0 | 0 | 0.0041335 | 0.001587 | 0.000687 | 1.3169e-05 | 0.0013003 | 0.0077209 | 96179.6461
59067 | hvac_0002 | HP Boiler, Gas Backup | TRUE | 0.3206 | Lodging | GA, Bibb County | 200001_400000 | Zone-by-Zone | gen2_t8_halogen | Georgia | 24.545 | E: Lodging with Zone-by-Zone Systems | 0.00075212 | 0.00086698 | 0 | 0 | 0 | 0.0036618 | 0.0011935 | 0.00079068 | 2.2398e-05 | 0.00061164 | 0 | 0.0011689 | 0.00060623 | 0 | 0 | 0.0036618 | 0.0023624 | 0.00079068 | 2.2398e-05 | 0.0012179 | 0.0080551 | 96179.6461
12981 | hvac_0003 | DOAS HP Minisplits | FALSE | 1.7104 | Lodging | GA, Bibb County | 30001_40000 | Zone-by-Zone | gen5_led | Georgia | 20.2669 | E: Lodging with Zone-by-Zone Systems | 0.00043156 | 0.00046423 | 0 | 0 | 0 | 0.0012655 | 0.0010908 | 0.00056276 | 0 | 0.00066482 | 0 | 0.00055587 | 0 | 0 | 0 | 0.0012655 | 0.0016467 | 0.00056276 | 0 | 0.00066482 | 0.0041398 | 59863.3427
12982 | hvac_0003 | DOAS HP Minisplits | FALSE | 0.54036 | Lodging | GA, Bibb County | 100001_150000 | Zone-by-Zone | gen2_t8_halogen | Georgia | 22.4823 | E: Lodging with Zone-by-Zone Systems | 0.00053222 | 0.00058253 | 0 | 0 | 0 | 0.0016226 | 0.0012917 | 0.0010059 | 0 | 0.00059384 | 0 | 0.00066748 | 0 | 0 | 0 | 0.0016226 | 0.0019592 | 0.0010059 | 0 | 0.00059384 | 0.0051816 | 67544.7781
12984 | hvac_0003 | DOAS HP Minisplits | FALSE | 3.7592 | Lodging | GA, Bibb County | 3001_8000 | Zone-by-Zone | gen2_t8_halogen | Georgia | 23.7995 | E: Lodging with Zone-by-Zone Systems | 0.00016549 | 0.00018814 | 0 | 0 | 0 | 0.00059833 | 0.00030428 | 0.00026409 | 0 | 0.00028408 | 0 | 0.00022821 | 0 | 0 | 0 | 0.00059833 | 0.00053249 | 0.00026409 | 0 | 0.00028408 | 0.001679 | 20675.3859
12985 | hvac_0003 | DOAS HP Minisplits | FALSE | 7.2478 | Lodging | GA, Bibb County | 8001_12000 | Zone-by-Zone | gen2_t8_halogen | Georgia | 22.0664 | E: Lodging with Zone-by-Zone Systems | 0.00057965 | 0.00061699 | 0 | 0 | 0 | 0.0013976 | 0.0013697 | 0.0012691 | 0 | 0.00078409 | 0 | 0.00063653 | 0 | 0 | 0 | 0.0013976 | 0.0020063 | 0.0012691 | 0 | 0.00078409 | 0.0054571 | 72477.6153
12986 | hvac_0003 | DOAS HP Minisplits | FALSE | 1.1712 | Lodging | GA, Bibb County | 70001_80000 | Zone-by-Zone | gen1_t12_incandescent | Georgia | 26.3233 | E: Lodging with Zone-by-Zone Systems | 0.0008001 | 0.00089592 | 0 | 0 | 0 | 0.0024786 | 0.0018806 | 0.0019031 | 0 | 0.00078198 | 0 | 0.00084511 | 0 | 0 | 0 | 0.0024786 | 0.0027257 | 0.0019031 | 0 | 0.00078198 | 0.0078894 | 87836.5188
12987 | hvac_0003 | DOAS HP Minisplits | FALSE | 3.1437 | Lodging | GA, Bibb County | 12001_30000 | Zone-by-Zone | gen1_t12_incandescent | Georgia | 26.9731 | E: Lodging with Zone-by-Zone Systems | 0.00066074 | 0.00069305 | 0 | 0 | 0 | 0.0018979 | 0.001396 | 0.0015273 | 0 | 0.00066243 | 0 | 0.00059226 | 0 | 0 | 0 | 0.0018979 | 0.0019883 | 0.0015273 | 0 | 0.00066243 | 0.006076 | 66017.1399
12988 | hvac_0003 | DOAS HP Minisplits | FALSE | 0.54993 | Lodging | GA, Bibb County | 52001_64000 | Zone-by-Zone | gen2_t8_halogen | Georgia | 25.4626 | E: Lodging with Zone-by-Zone Systems | 0.0002705 | 0.00029377 | 0 | 0 | 0 | 0.00080989 | 0.00070975 | 0.00055507 | 0 | 0 | 0 | 0.00033651 | 0.00035995 | 0 | 0 | 0.00080989 | 0.0010463 | 0.00055507 | 0 | 0.00035995 | 0.0027712 | 31895.9193
12991 | hvac_0003 | DOAS HP Minisplits | FALSE | 2.7389 | Lodging | GA, Bibb County | 40001_52000 | Zone-by-Zone | gen2_t8_halogen | Georgia | 22.341 | E: Lodging with Zone-by-Zone Systems | 0.0009795 | 0.0010869 | 0 | 0 | 0 | 0.0028996 | 0.0023271 | 0.0021339 | 0 | 0.0011438 | 0 | 0.0010997 | 0 | 0 | 0 | 0.0028996 | 0.0034269 | 0.0021339 | 0 | 0.0011438 | 0.0096043 | 125989.9822
25221 | hvac_0003 | DOAS HP Minisplits | FALSE | 0.578 | Lodging | GA, Bibb County | 64001_70000 | Zone-by-Zone | gen1_t12_incandescent | Georgia | 27.6604 | E: Lodging with Zone-by-Zone Systems | 0.00035556 | 0.00038165 | 0 | 0 | 0 | 0.0010062 | 0.0007097 | 0.0006085 | 4.0189e-05 | 0.00026065 | 0 | 0.00079917 | 0.00023063 | 0 | 0 | 0.0010062 | 0.0015089 | 0.0006085 | 4.0189e-05 | 0.00049128 | 0.003655 | 38726.0629
25222 | hvac_0003 | DOAS HP Minisplits | FALSE | 0.16378 | Lodging | GA, Bibb County | 80001_100000 | Zone-by-Zone | gen2_t8_halogen | Georgia | 21.0673 | E: Lodging with Zone-by-Zone Systems | 9.9278e-05 | 0.0001144 | 0 | 0 | 0 | 0.00036765 | 0.00021392 | 0.00012973 | 1.1126e-05 | 0.00011035 | 0 | 0.00013197 | 9.4855e-05 | 0 | 0 | 0.00036765 | 0.00034589 | 0.00012973 | 1.1126e-05 | 0.0002052 | 0.0010596 | 14740.3499
59061 | hvac_0003 | DOAS HP Minisplits | FALSE | 0.19236 | Lodging | GA, Bibb County | 400001_600000 | Zone-by-Zone | gen2_t8_halogen | Georgia | 27.4775 | E: Lodging with Zone-by-Zone Systems | 0.00081599 | 0.00092038 | 0 | 0 | 0 | 0.0036444 | 0.0010491 | 0.000687 | 1.3169e-05 | 0.00067815 | 0.0017857 | 0.00053782 | 0.00062212 | 0 | 0 | 0.0054301 | 0.001587 | 0.000687 | 1.3169e-05 | 0.0013003 | 0.0090175 | 96179.6461
59067 | hvac_0003 | DOAS HP Minisplits | FALSE | 0.3206 | Lodging | GA, Bibb County | 200001_400000 | Zone-by-Zone | gen2_t8_halogen | Georgia | 28.1551 | E: Lodging with Zone-by-Zone Systems | 0.00080982 | 0.00092198 | 0 | 0 | 0 | 0.0032003 | 0.0011935 | 0.00079068 | 2.2398e-05 | 0.00061164 | 0.0016462 | 0.0011689 | 0.00060623 | 0 | 0 | 0.0048465 | 0.0023624 | 0.00079068 | 2.2398e-05 | 0.0012179 | 0.0092399 | 96179.6461
12981 | hvac_0004 | Variable Speed HP RTU, Original Heating Fuel Backup | FALSE | 1.7104 | Lodging | GA, Bibb County | 30001_40000 | Zone-by-Zone | gen5_led | Georgia | 20.2669 | E: Lodging with Zone-by-Zone Systems | 0.00043156 | 0.00046423 | 0 | 0 | 0 | 0.0012655 | 0.0010908 | 0.00056276 | 0 | 0.00066482 | 0 | 0.00055587 | 0 | 0 | 0 | 0.0012655 | 0.0016467 | 0.00056276 | 0 | 0.00066482 | 0.0041398 | 59863.3427
12982 | hvac_0004 | Variable Speed HP RTU, Original Heating Fuel Backup | FALSE | 0.54036 | Lodging | GA, Bibb County | 100001_150000 | Zone-by-Zone | gen2_t8_halogen | Georgia | 22.4823 | E: Lodging with Zone-by-Zone Systems | 0.00053222 | 0.00058253 | 0 | 0 | 0 | 0.0016226 | 0.0012917 | 0.0010059 | 0 | 0.00059384 | 0 | 0.00066748 | 0 | 0 | 0 | 0.0016226 | 0.0019592 | 0.0010059 | 0 | 0.00059384 | 0.0051816 | 67544.7781
12984 | hvac_0004 | Variable Speed HP RTU, Original Heating Fuel Backup | FALSE | 3.7592 | Lodging | GA, Bibb County | 3001_8000 | Zone-by-Zone | gen2_t8_halogen | Georgia | 23.7995 | E: Lodging with Zone-by-Zone Systems | 0.00016549 | 0.00018814 | 0 | 0 | 0 | 0.00059833 | 0.00030428 | 0.00026409 | 0 | 0.00028408 | 0 | 0.00022821 | 0 | 0 | 0 | 0.00059833 | 0.00053249 | 0.00026409 | 0 | 0.00028408 | 0.001679 | 20675.3859
12985 | hvac_0004 | Variable Speed HP RTU, Original Heating Fuel Backup | FALSE | 7.2478 | Lodging | GA, Bibb County | 8001_12000 | Zone-by-Zone | gen2_t8_halogen | Georgia | 22.0664 | E: Lodging with Zone-by-Zone Systems | 0.00057965 | 0.00061699 | 0 | 0 | 0 | 0.0013976 | 0.0013697 | 0.0012691 | 0 | 0.00078409 | 0 | 0.00063653 | 0 | 0 | 0 | 0.0013976 | 0.0020063 | 0.0012691 | 0 | 0.00078409 | 0.0054571 | 72477.6153
12986 | hvac_0004 | Variable Speed HP RTU, Original Heating Fuel Backup | FALSE | 1.1712 | Lodging | GA, Bibb County | 70001_80000 | Zone-by-Zone | gen1_t12_incandescent | Georgia | 26.3233 | E: Lodging with Zone-by-Zone Systems | 0.0008001 | 0.00089592 | 0 | 0 | 0 | 0.0024786 | 0.0018806 | 0.0019031 | 0 | 0.00078198 | 0 | 0.00084511 | 0 | 0 | 0 | 0.0024786 | 0.0027257 | 0.0019031 | 0 | 0.00078198 | 0.0078894 | 87836.5188
12987 | hvac_0004 | Variable Speed HP RTU, Original Heating Fuel Backup | FALSE | 3.1437 | Lodging | GA, Bibb County | 12001_30000 | Zone-by-Zone | gen1_t12_incandescent | Georgia | 26.9731 | E: Lodging with Zone-by-Zone Systems | 0.00066074 | 0.00069305 | 0 | 0 | 0 | 0.0018979 | 0.001396 | 0.0015273 | 0 | 0.00066243 | 0 | 0.00059226 | 0 | 0 | 0 | 0.0018979 | 0.0019883 | 0.0015273 | 0 | 0.00066243 | 0.006076 | 66017.1399
12988 | hvac_0004 | Variable Speed HP RTU, Original Heating Fuel Backup | FALSE | 0.54993 | Lodging | GA, Bibb County | 52001_64000 | Zone-by-Zone | gen2_t8_halogen | Georgia | 25.4626 | E: Lodging with Zone-by-Zone Systems | 0.0002705 | 0.00029377 | 0 | 0 | 0 | 0.00080989 | 0.00070975 | 0.00055507 | 0 | 0 | 0 | 0.00033651 | 0.00035995 | 0 | 0 | 0.00080989 | 0.0010463 | 0.00055507 | 0 | 0.00035995 | 0.0027712 | 31895.9193
12991 | hvac_0004 | Variable Speed HP RTU, Original Heating Fuel Backup | FALSE | 2.7389 | Lodging | GA, Bibb County | 40001_52000 | Zone-by-Zone | gen2_t8_halogen | Georgia | 22.341 | E: Lodging with Zone-by-Zone Systems | 0.0009795 | 0.0010869 | 0 | 0 | 0 | 0.0028996 | 0.0023271 | 0.0021339 | 0 | 0.0011438 | 0 | 0.0010997 | 0 | 0 | 0 | 0.0028996 | 0.0034269 | 0.0021339 | 0 | 0.0011438 | 0.0096043 | 125989.9822
25221 | hvac_0004 | Variable Speed HP RTU, Original Heating Fuel Backup | FALSE | 0.578 | Lodging | GA, Bibb County | 64001_70000 | Zone-by-Zone | gen1_t12_incandescent | Georgia | 27.6604 | E: Lodging with Zone-by-Zone Systems | 0.00035556 | 0.00038165 | 0 | 0 | 0 | 0.0010062 | 0.0007097 | 0.0006085 | 4.0189e-05 | 0.00026065 | 0 | 0.00079917 | 0.00023063 | 0 | 0 | 0.0010062 | 0.0015089 | 0.0006085 | 4.0189e-05 | 0.00049128 | 0.003655 | 38726.0629
25222 | hvac_0004 | Variable Speed HP RTU, Original Heating Fuel Backup | FALSE | 0.16378 | Lodging | GA, Bibb County | 80001_100000 | Zone-by-Zone | gen2_t8_halogen | Georgia | 21.0673 | E: Lodging with Zone-by-Zone Systems | 9.9278e-05 | 0.0001144 | 0 | 0 | 0 | 0.00036765 | 0.00021392 | 0.00012973 | 1.1126e-05 | 0.00011035 | 0 | 0.00013197 | 9.4855e-05 | 0 | 0 | 0.00036765 | 0.00034589 | 0.00012973 | 1.1126e-05 | 0.0002052 | 0.0010596 | 14740.3499
59061 | hvac_0004 | Variable Speed HP RTU, Original Heating Fuel Backup | FALSE | 0.19236 | Lodging | GA, Bibb County | 400001_600000 | Zone-by-Zone | gen2_t8_halogen | Georgia | 27.4775 | E: Lodging with Zone-by-Zone Systems | 0.00081599 | 0.00092038 | 0 | 0 | 0 | 0.0036444 | 0.0010491 | 0.000687 | 1.3169e-05 | 0.00067815 | 0.0017857 | 0.00053782 | 0.00062212 | 0 | 0 | 0.0054301 | 0.001587 | 0.000687 | 1.3169e-05 | 0.0013003 | 0.0090175 | 96179.6461
59067 | hvac_0004 | Variable Speed HP RTU, Original Heating Fuel Backup | FALSE | 0.3206 | Lodging | GA, Bibb County | 200001_400000 | Zone-by-Zone | gen2_t8_halogen | Georgia | 28.1551 | E: Lodging with Zone-by-Zone Systems | 0.00080982 | 0.00092198 | 0 | 0 | 0 | 0.0032003 | 0.0011935 | 0.00079068 | 2.2398e-05 | 0.00061164 | 0.0016462 | 0.0011689 | 0.00060623 | 0 | 0 | 0.0048465 | 0.0023624 | 0.00079068 | 2.2398e-05 | 0.0012179 | 0.0092399 | 96179.6461
12981 | hvac_0005 | Variable Speed HP RTU, Electric Backup | FALSE | 1.7104 | Lodging | GA, Bibb County | 30001_40000 | Zone-by-Zone | gen5_led | Georgia | 20.2669 | E: Lodging with Zone-by-Zone Systems | 0.00043156 | 0.00046423 | 0 | 0 | 0 | 0.0012655 | 0.0010908 | 0.00056276 | 0 | 0.00066482 | 0 | 0.00055587 | 0 | 0 | 0 | 0.0012655 | 0.0016467 | 0.00056276 | 0 | 0.00066482 | 0.0041398 | 59863.3427
12982 | hvac_0005 | Variable Speed HP RTU, Electric Backup | FALSE | 0.54036 | Lodging | GA, Bibb County | 100001_150000 | Zone-by-Zone | gen2_t8_halogen | Georgia | 22.4823 | E: Lodging with Zone-by-Zone Systems | 0.00053222 | 0.00058253 | 0 | 0 | 0 | 0.0016226 | 0.0012917 | 0.0010059 | 0 | 0.00059384 | 0 | 0.00066748 | 0 | 0 | 0 | 0.0016226 | 0.0019592 | 0.0010059 | 0 | 0.00059384 | 0.0051816 | 67544.7781
12984 | hvac_0005 | Variable Speed HP RTU, Electric Backup | FALSE | 3.7592 | Lodging | GA, Bibb County | 3001_8000 | Zone-by-Zone | gen2_t8_halogen | Georgia | 23.7995 | E: Lodging with Zone-by-Zone Systems | 0.00016549 | 0.00018814 | 0 | 0 | 0 | 0.00059833 | 0.00030428 | 0.00026409 | 0 | 0.00028408 | 0 | 0.00022821 | 0 | 0 | 0 | 0.00059833 | 0.00053249 | 0.00026409 | 0 | 0.00028408 | 0.001679 | 20675.3859
12985 | hvac_0005 | Variable Speed HP RTU, Electric Backup | FALSE | 7.2478 | Lodging | GA, Bibb County | 8001_12000 | Zone-by-Zone | gen2_t8_halogen | Georgia | 22.0664 | E: Lodging with Zone-by-Zone Systems | 0.00057965 | 0.00061699 | 0 | 0 | 0 | 0.0013976 | 0.0013697 | 0.0012691 | 0 | 0.00078409 | 0 | 0.00063653 | 0 | 0 | 0 | 0.0013976 | 0.0020063 | 0.0012691 | 0 | 0.00078409 | 0.0054571 | 72477.6153
12986 | hvac_0005 | Variable Speed HP RTU, Electric Backup | FALSE | 1.1712 | Lodging | GA, Bibb County | 70001_80000 | Zone-by-Zone | gen1_t12_incandescent | Georgia | 26.3233 | E: Lodging with Zone-by-Zone Systems | 0.0008001 | 0.00089592 | 0 | 0 | 0 | 0.0024786 | 0.0018806 | 0.0019031 | 0 | 0.00078198 | 0 | 0.00084511 | 0 | 0 | 0 | 0.0024786 | 0.0027257 | 0.0019031 | 0 | 0.00078198 | 0.0078894 | 87836.5188
12987 | hvac_0005 | Variable Speed HP RTU, Electric Backup | FALSE | 3.1437 | Lodging | GA, Bibb County | 12001_30000 | Zone-by-Zone | gen1_t12_incandescent | Georgia | 26.9731 | E: Lodging with Zone-by-Zone Systems | 0.00066074 | 0.00069305 | 0 | 0 | 0 | 0.0018979 | 0.001396 | 0.0015273 | 0 | 0.00066243 | 0 | 0.00059226 | 0 | 0 | 0 | 0.0018979 | 0.0019883 | 0.0015273 | 0 | 0.00066243 | 0.006076 | 66017.1399
12988 | hvac_0005 | Variable Speed HP RTU, Electric Backup | FALSE | 0.54993 | Lodging | GA, Bibb County | 52001_64000 | Zone-by-Zone | gen2_t8_halogen | Georgia | 25.4626 | E: Lodging with Zone-by-Zone Systems | 0.0002705 | 0.00029377 | 0 | 0 | 0 | 0.00080989 | 0.00070975 | 0.00055507 | 0 | 0 | 0 | 0.00033651 | 0.00035995 | 0 | 0 | 0.00080989 | 0.0010463 | 0.00055507 | 0 | 0.00035995 | 0.0027712 | 31895.9193
12991 | hvac_0005 | Variable Speed HP RTU, Electric Backup | FALSE | 2.7389 | Lodging | GA, Bibb County | 40001_52000 | Zone-by-Zone | gen2_t8_halogen | Georgia | 22.341 | E: Lodging with Zone-by-Zone Systems | 0.0009795 | 0.0010869 | 0 | 0 | 0 | 0.0028996 | 0.0023271 | 0.0021339 | 0 | 0.0011438 | 0 | 0.0010997 | 0 | 0 | 0 | 0.0028996 | 0.0034269 | 0.0021339 | 0 | 0.0011438 | 0.0096043 | 125989.9822
25221 | hvac_0005 | Variable Speed HP RTU, Electric Backup | FALSE | 0.578 | Lodging | GA, Bibb County | 64001_70000 | Zone-by-Zone | gen1_t12_incandescent | Georgia | 27.6604 | E: Lodging with Zone-by-Zone Systems | 0.00035556 | 0.00038165 | 0 | 0 | 0 | 0.0010062 | 0.0007097 | 0.0006085 | 4.0189e-05 | 0.00026065 | 0 | 0.00079917 | 0.00023063 | 0 | 0 | 0.0010062 | 0.0015089 | 0.0006085 | 4.0189e-05 | 0.00049128 | 0.003655 | 38726.0629
25222 | hvac_0005 | Variable Speed HP RTU, Electric Backup | FALSE | 0.16378 | Lodging | GA, Bibb County | 80001_100000 | Zone-by-Zone | gen2_t8_halogen | Georgia | 21.0673 | E: Lodging with Zone-by-Zone Systems | 9.9278e-05 | 0.0001144 | 0 | 0 | 0 | 0.00036765 | 0.00021392 | 0.00012973 | 1.1126e-05 | 0.00011035 | 0 | 0.00013197 | 9.4855e-05 | 0 | 0 | 0.00036765 | 0.00034589 | 0.00012973 | 1.1126e-05 | 0.0002052 | 0.0010596 | 14740.3499
59061 | hvac_0005 | Variable Speed HP RTU, Electric Backup | FALSE | 0.19236 | Lodging | GA, Bibb County | 400001_600000 | Zone-by-Zone | gen2_t8_halogen | Georgia | 27.4775 | E: Lodging with Zone-by-Zone Systems | 0.00081599 | 0.00092038 | 0 | 0 | 0 | 0.0036444 | 0.0010491 | 0.000687 | 1.3169e-05 | 0.00067815 | 0.0017857 | 0.00053782 | 0.00062212 | 0 | 0 | 0.0054301 | 0.001587 | 0.000687 | 1.3169e-05 | 0.0013003 | 0.0090175 | 96179.6461
59067 | hvac_0005 | Variable Speed HP RTU, Electric Backup | FALSE | 0.3206 | Lodging | GA, Bibb County | 200001_400000 | Zone-by-Zone | gen2_t8_halogen | Georgia | 28.1551 | E: Lodging with Zone-by-Zone Systems | 0.00080982 | 0.00092198 | 0 | 0 | 0 | 0.0032003 | 0.0011935 | 0.00079068 | 2.2398e-05 | 0.00061164 | 0.0016462 | 0.0011689 | 0.00060623 | 0 | 0 | 0.0048465 | 0.0023624 | 0.00079068 | 2.2398e-05 | 0.0012179 | 0.0092399 | 96179.6461
12981 | hvac_0006 | VRF with DOAS | FALSE | 1.7104 | Lodging | GA, Bibb County | 30001_40000 | Zone-by-Zone | gen5_led | Georgia | 20.2669 | E: Lodging with Zone-by-Zone Systems | 0.00043156 | 0.00046423 | 0 | 0 | 0 | 0.0012655 | 0.0010908 | 0.00056276 | 0 | 0.00066482 | 0 | 0.00055587 | 0 | 0 | 0 | 0.0012655 | 0.0016467 | 0.00056276 | 0 | 0.00066482 | 0.0041398 | 59863.3427
12982 | hvac_0006 | VRF with DOAS | FALSE | 0.54036 | Lodging | GA, Bibb County | 100001_150000 | Zone-by-Zone | gen2_t8_halogen | Georgia | 22.4823 | E: Lodging with Zone-by-Zone Systems | 0.00053222 | 0.00058253 | 0 | 0 | 0 | 0.0016226 | 0.0012917 | 0.0010059 | 0 | 0.00059384 | 0 | 0.00066748 | 0 | 0 | 0 | 0.0016226 | 0.0019592 | 0.0010059 | 0 | 0.00059384 | 0.0051816 | 67544.7781
12984 | hvac_0006 | VRF with DOAS | FALSE | 3.7592 | Lodging | GA, Bibb County | 3001_8000 | Zone-by-Zone | gen2_t8_halogen | Georgia | 23.7995 | E: Lodging with Zone-by-Zone Systems | 0.00016549 | 0.00018814 | 0 | 0 | 0 | 0.00059833 | 0.00030428 | 0.00026409 | 0 | 0.00028408 | 0 | 0.00022821 | 0 | 0 | 0 | 0.00059833 | 0.00053249 | 0.00026409 | 0 | 0.00028408 | 0.001679 | 20675.3859
12985 | hvac_0006 | VRF with DOAS | FALSE | 7.2478 | Lodging | GA, Bibb County | 8001_12000 | Zone-by-Zone | gen2_t8_halogen | Georgia | 22.0664 | E: Lodging with Zone-by-Zone Systems | 0.00057965 | 0.00061699 | 0 | 0 | 0 | 0.0013976 | 0.0013697 | 0.0012691 | 0 | 0.00078409 | 0 | 0.00063653 | 0 | 0 | 0 | 0.0013976 | 0.0020063 | 0.0012691 | 0 | 0.00078409 | 0.0054571 | 72477.6153
12986 | hvac_0006 | VRF with DOAS | FALSE | 1.1712 | Lodging | GA, Bibb County | 70001_80000 | Zone-by-Zone | gen1_t12_incandescent | Georgia | 26.3233 | E: Lodging with Zone-by-Zone Systems | 0.0008001 | 0.00089592 | 0 | 0 | 0 | 0.0024786 | 0.0018806 | 0.0019031 | 0 | 0.00078198 | 0 | 0.00084511 | 0 | 0 | 0 | 0.0024786 | 0.0027257 | 0.0019031 | 0 | 0.00078198 | 0.0078894 | 87836.5188
12987 | hvac_0006 | VRF with DOAS | FALSE | 3.1437 | Lodging | GA, Bibb County | 12001_30000 | Zone-by-Zone | gen1_t12_incandescent | Georgia | 26.9731 | E: Lodging with Zone-by-Zone Systems | 0.00066074 | 0.00069305 | 0 | 0 | 0 | 0.0018979 | 0.001396 | 0.0015273 | 0 | 0.00066243 | 0 | 0.00059226 | 0 | 0 | 0 | 0.0018979 | 0.0019883 | 0.0015273 | 0 | 0.00066243 | 0.006076 | 66017.1399
12988 | hvac_0006 | VRF with DOAS | FALSE | 0.54993 | Lodging | GA, Bibb County | 52001_64000 | Zone-by-Zone | gen2_t8_halogen | Georgia | 25.4626 | E: Lodging with Zone-by-Zone Systems | 0.0002705 | 0.00029377 | 0 | 0 | 0 | 0.00080989 | 0.00070975 | 0.00055507 | 0 | 0 | 0 | 0.00033651 | 0.00035995 | 0 | 0 | 0.00080989 | 0.0010463 | 0.00055507 | 0 | 0.00035995 | 0.0027712 | 31895.9193
12991 | hvac_0006 | VRF with DOAS | FALSE | 2.7389 | Lodging | GA, Bibb County | 40001_52000 | Zone-by-Zone | gen2_t8_halogen | Georgia | 22.341 | E: Lodging with Zone-by-Zone Systems | 0.0009795 | 0.0010869 | 0 | 0 | 0 | 0.0028996 | 0.0023271 | 0.0021339 | 0 | 0.0011438 | 0 | 0.0010997 | 0 | 0 | 0 | 0.0028996 | 0.0034269 | 0.0021339 | 0 | 0.0011438 | 0.0096043 | 125989.9822
25221 | hvac_0006 | VRF with DOAS | FALSE | 0.578 | Lodging | GA, Bibb County | 64001_70000 | Zone-by-Zone | gen1_t12_incandescent | Georgia | 27.6604 | E: Lodging with Zone-by-Zone Systems | 0.00035556 | 0.00038165 | 0 | 0 | 0 | 0.0010062 | 0.0007097 | 0.0006085 | 4.0189e-05 | 0.00026065 | 0 | 0.00079917 | 0.00023063 | 0 | 0 | 0.0010062 | 0.0015089 | 0.0006085 | 4.0189e-05 | 0.00049128 | 0.003655 | 38726.0629
25222 | hvac_0006 | VRF with DOAS | FALSE | 0.16378 | Lodging | GA, Bibb County | 80001_100000 | Zone-by-Zone | gen2_t8_halogen | Georgia | 21.0673 | E: Lodging with Zone-by-Zone Systems | 9.9278e-05 | 0.0001144 | 0 | 0 | 0 | 0.00036765 | 0.00021392 | 0.00012973 | 1.1126e-05 | 0.00011035 | 0 | 0.00013197 | 9.4855e-05 | 0 | 0 | 0.00036765 | 0.00034589 | 0.00012973 | 1.1126e-05 | 0.0002052 | 0.0010596 | 14740.3499
59061 | hvac_0006 | VRF with DOAS | FALSE | 0.19236 | Lodging | GA, Bibb County | 400001_600000 | Zone-by-Zone | gen2_t8_halogen | Georgia | 27.4775 | E: Lodging with Zone-by-Zone Systems | 0.00081599 | 0.00092038 | 0 | 0 | 0 | 0.0036444 | 0.0010491 | 0.000687 | 1.3169e-05 | 0.00067815 | 0.0017857 | 0.00053782 | 0.00062212 | 0 | 0 | 0.0054301 | 0.001587 | 0.000687 | 1.3169e-05 | 0.0013003 | 0.0090175 | 96179.6461
59067 | hvac_0006 | VRF with DOAS | FALSE | 0.3206 | Lodging | GA, Bibb County | 200001_400000 | Zone-by-Zone | gen2_t8_halogen | Georgia | 28.1551 | E: Lodging with Zone-by-Zone Systems | 0.00080982 | 0.00092198 | 0 | 0 | 0 | 0.0032003 | 0.0011935 | 0.00079068 | 2.2398e-05 | 0.00061164 | 0.0016462 | 0.0011689 | 0.00060623 | 0 | 0 | 0.0048465 | 0.0023624 | 0.00079068 | 2.2398e-05 | 0.0012179 | 0.0092399 | 96179.6461
12981 | hvac_0007 | Demand Control Ventilation | FALSE | 1.7104 | Lodging | GA, Bibb County | 30001_40000 | Zone-by-Zone | gen5_led | Georgia | 20.2669 | E: Lodging with Zone-by-Zone Systems | 0.00043156 | 0.00046423 | 0 | 0 | 0 | 0.0012655 | 0.0010908 | 0.00056276 | 0 | 0.00066482 | 0 | 0.00055587 | 0 | 0 | 0 | 0.0012655 | 0.0016467 | 0.00056276 | 0 | 0.00066482 | 0.0041398 | 59863.3427
12982 | hvac_0007 | Demand Control Ventilation | FALSE | 0.54036 | Lodging | GA, Bibb County | 100001_150000 | Zone-by-Zone | gen2_t8_halogen | Georgia | 22.4823 | E: Lodging with Zone-by-Zone Systems | 0.00053222 | 0.00058253 | 0 | 0 | 0 | 0.0016226 | 0.0012917 | 0.0010059 | 0 | 0.00059384 | 0 | 0.00066748 | 0 | 0 | 0 | 0.0016226 | 0.0019592 | 0.0010059 | 0 | 0.00059384 | 0.0051816 | 67544.7781
12984 | hvac_0007 | Demand Control Ventilation | FALSE | 3.7592 | Lodging | GA, Bibb County | 3001_8000 | Zone-by-Zone | gen2_t8_halogen | Georgia | 23.7995 | E: Lodging with Zone-by-Zone Systems | 0.00016549 | 0.00018814 | 0 | 0 | 0 | 0.00059833 | 0.00030428 | 0.00026409 | 0 | 0.00028408 | 0 | 0.00022821 | 0 | 0 | 0 | 0.00059833 | 0.00053249 | 0.00026409 | 0 | 0.00028408 | 0.001679 | 20675.3859
12985 | hvac_0007 | Demand Control Ventilation | FALSE | 7.2478 | Lodging | GA, Bibb County | 8001_12000 | Zone-by-Zone | gen2_t8_halogen | Georgia | 22.0664 | E: Lodging with Zone-by-Zone Systems | 0.00057965 | 0.00061699 | 0 | 0 | 0 | 0.0013976 | 0.0013697 | 0.0012691 | 0 | 0.00078409 | 0 | 0.00063653 | 0 | 0 | 0 | 0.0013976 | 0.0020063 | 0.0012691 | 0 | 0.00078409 | 0.0054571 | 72477.6153
12986 | hvac_0007 | Demand Control Ventilation | FALSE | 1.1712 | Lodging | GA, Bibb County | 70001_80000 | Zone-by-Zone | gen1_t12_incandescent | Georgia | 26.3233 | E: Lodging with Zone-by-Zone Systems | 0.0008001 | 0.00089592 | 0 | 0 | 0 | 0.0024786 | 0.0018806 | 0.0019031 | 0 | 0.00078198 | 0 | 0.00084511 | 0 | 0 | 0 | 0.0024786 | 0.0027257 | 0.0019031 | 0 | 0.00078198 | 0.0078894 | 87836.5188
12987 | hvac_0007 | Demand Control Ventilation | FALSE | 3.1437 | Lodging | GA, Bibb County | 12001_30000 | Zone-by-Zone | gen1_t12_incandescent | Georgia | 26.9731 | E: Lodging with Zone-by-Zone Systems | 0.00066074 | 0.00069305 | 0 | 0 | 0 | 0.0018979 | 0.001396 | 0.0015273 | 0 | 0.00066243 | 0 | 0.00059226 | 0 | 0 | 0 | 0.0018979 | 0.0019883 | 0.0015273 | 0 | 0.00066243 | 0.006076 | 66017.1399
12988 | hvac_0007 | Demand Control Ventilation | FALSE | 0.54993 | Lodging | GA, Bibb County | 52001_64000 | Zone-by-Zone | gen2_t8_halogen | Georgia | 25.4626 | E: Lodging with Zone-by-Zone Systems | 0.0002705 | 0.00029377 | 0 | 0 | 0 | 0.00080989 | 0.00070975 | 0.00055507 | 0 | 0 | 0 | 0.00033651 | 0.00035995 | 0 | 0 | 0.00080989 | 0.0010463 | 0.00055507 | 0 | 0.00035995 | 0.0027712 | 31895.9193
12991 | hvac_0007 | Demand Control Ventilation | FALSE | 2.7389 | Lodging | GA, Bibb County | 40001_52000 | Zone-by-Zone | gen2_t8_halogen | Georgia | 22.341 | E: Lodging with Zone-by-Zone Systems | 0.0009795 | 0.0010869 | 0 | 0 | 0 | 0.0028996 | 0.0023271 | 0.0021339 | 0 | 0.0011438 | 0 | 0.0010997 | 0 | 0 | 0 | 0.0028996 | 0.0034269 | 0.0021339 | 0 | 0.0011438 | 0.0096043 | 125989.9822
25221 | hvac_0007 | Demand Control Ventilation | FALSE | 0.578 | Lodging | GA, Bibb County | 64001_70000 | Zone-by-Zone | gen1_t12_incandescent | Georgia | 27.6604 | E: Lodging with Zone-by-Zone Systems | 0.00035556 | 0.00038165 | 0 | 0 | 0 | 0.0010062 | 0.0007097 | 0.0006085 | 4.0189e-05 | 0.00026065 | 0 | 0.00079917 | 0.00023063 | 0 | 0 | 0.0010062 | 0.0015089 | 0.0006085 | 4.0189e-05 | 0.00049128 | 0.003655 | 38726.0629
25222 | hvac_0007 | Demand Control Ventilation | FALSE | 0.16378 | Lodging | GA, Bibb County | 80001_100000 | Zone-by-Zone | gen2_t8_halogen | Georgia | 21.0673 | E: Lodging with Zone-by-Zone Systems | 9.9278e-05 | 0.0001144 | 0 | 0 | 0 | 0.00036765 | 0.00021392 | 0.00012973 | 1.1126e-05 | 0.00011035 | 0 | 0.00013197 | 9.4855e-05 | 0 | 0 | 0.00036765 | 0.00034589 | 0.00012973 | 1.1126e-05 | 0.0002052 | 0.0010596 | 14740.3499
59061 | hvac_0007 | Demand Control Ventilation | FALSE | 0.19236 | Lodging | GA, Bibb County | 400001_600000 | Zone-by-Zone | gen2_t8_halogen | Georgia | 27.4775 | E: Lodging with Zone-by-Zone Systems | 0.00081599 | 0.00092038 | 0 | 0 | 0 | 0.0036444 | 0.0010491 | 0.000687 | 1.3169e-05 | 0.00067815 | 0.0017857 | 0.00053782 | 0.00062212 | 0 | 0 | 0.0054301 | 0.001587 | 0.000687 | 1.3169e-05 | 0.0013003 | 0.0090175 | 96179.6461
59067 | hvac_0007 | Demand Control Ventilation | FALSE | 0.3206 | Lodging | GA, Bibb County | 200001_400000 | Zone-by-Zone | gen2_t8_halogen | Georgia | 28.1551 | E: Lodging with Zone-by-Zone Systems | 0.00080982 | 0.00092198 | 0 | 0 | 0 | 0.0032003 | 0.0011935 | 0.00079068 | 2.2398e-05 | 0.00061164 | 0.0016462 | 0.0011689 | 0.00060623 | 0 | 0 | 0.0048465 | 0.0023624 | 0.00079068 | 2.2398e-05 | 0.0012179 | 0.0092399 | 96179.6461
12981 | hvac_0008 | Energy Recovery for AHUs | FALSE | 1.7104 | Lodging | GA, Bibb County | 30001_40000 | Zone-by-Zone | gen5_led | Georgia | 20.2669 | E: Lodging with Zone-by-Zone Systems | 0.00043156 | 0.00046423 | 0 | 0 | 0 | 0.0012655 | 0.0010908 | 0.00056276 | 0 | 0.00066482 | 0 | 0.00055587 | 0 | 0 | 0 | 0.0012655 | 0.0016467 | 0.00056276 | 0 | 0.00066482 | 0.0041398 | 59863.3427
12982 | hvac_0008 | Energy Recovery for AHUs | FALSE | 0.54036 | Lodging | GA, Bibb County | 100001_150000 | Zone-by-Zone | gen2_t8_halogen | Georgia | 22.4823 | E: Lodging with Zone-by-Zone Systems | 0.00053222 | 0.00058253 | 0 | 0 | 0 | 0.0016226 | 0.0012917 | 0.0010059 | 0 | 0.00059384 | 0 | 0.00066748 | 0 | 0 | 0 | 0.0016226 | 0.0019592 | 0.0010059 | 0 | 0.00059384 | 0.0051816 | 67544.7781
12984 | hvac_0008 | Energy Recovery for AHUs | FALSE | 3.7592 | Lodging | GA, Bibb County | 3001_8000 | Zone-by-Zone | gen2_t8_halogen | Georgia | 23.7995 | E: Lodging with Zone-by-Zone Systems | 0.00016549 | 0.00018814 | 0 | 0 | 0 | 0.00059833 | 0.00030428 | 0.00026409 | 0 | 0.00028408 | 0 | 0.00022821 | 0 | 0 | 0 | 0.00059833 | 0.00053249 | 0.00026409 | 0 | 0.00028408 | 0.001679 | 20675.3859
12985 | hvac_0008 | Energy Recovery for AHUs | FALSE | 7.2478 | Lodging | GA, Bibb County | 8001_12000 | Zone-by-Zone | gen2_t8_halogen | Georgia | 22.0664 | E: Lodging with Zone-by-Zone Systems | 0.00057965 | 0.00061699 | 0 | 0 | 0 | 0.0013976 | 0.0013697 | 0.0012691 | 0 | 0.00078409 | 0 | 0.00063653 | 0 | 0 | 0 | 0.0013976 | 0.0020063 | 0.0012691 | 0 | 0.00078409 | 0.0054571 | 72477.6153
12986 | hvac_0008 | Energy Recovery for AHUs | FALSE | 1.1712 | Lodging | GA, Bibb County | 70001_80000 | Zone-by-Zone | gen1_t12_incandescent | Georgia | 26.3233 | E: Lodging with Zone-by-Zone Systems | 0.0008001 | 0.00089592 | 0 | 0 | 0 | 0.0024786 | 0.0018806 | 0.0019031 | 0 | 0.00078198 | 0 | 0.00084511 | 0 | 0 | 0 | 0.0024786 | 0.0027257 | 0.0019031 | 0 | 0.00078198 | 0.0078894 | 87836.5188
12987 | hvac_0008 | Energy Recovery for AHUs | FALSE | 3.1437 | Lodging | GA, Bibb County | 12001_30000 | Zone-by-Zone | gen1_t12_incandescent | Georgia | 26.9731 | E: Lodging with Zone-by-Zone Systems | 0.00066074 | 0.00069305 | 0 | 0 | 0 | 0.0018979 | 0.001396 | 0.0015273 | 0 | 0.00066243 | 0 | 0.00059226 | 0 | 0 | 0 | 0.0018979 | 0.0019883 | 0.0015273 | 0 | 0.00066243 | 0.006076 | 66017.1399
12988 | hvac_0008 | Energy Recovery for AHUs | FALSE | 0.54993 | Lodging | GA, Bibb County | 52001_64000 | Zone-by-Zone | gen2_t8_halogen | Georgia | 25.4626 | E: Lodging with Zone-by-Zone Systems | 0.0002705 | 0.00029377 | 0 | 0 | 0 | 0.00080989 | 0.00070975 | 0.00055507 | 0 | 0 | 0 | 0.00033651 | 0.00035995 | 0 | 0 | 0.00080989 | 0.0010463 | 0.00055507 | 0 | 0.00035995 | 0.0027712 | 31895.9193
12991 | hvac_0008 | Energy Recovery for AHUs | FALSE | 2.7389 | Lodging | GA, Bibb County | 40001_52000 | Zone-by-Zone | gen2_t8_halogen | Georgia | 22.341 | E: Lodging with Zone-by-Zone Systems | 0.0009795 | 0.0010869 | 0 | 0 | 0 | 0.0028996 | 0.0023271 | 0.0021339 | 0 | 0.0011438 | 0 | 0.0010997 | 0 | 0 | 0 | 0.0028996 | 0.0034269 | 0.0021339 | 0 | 0.0011438 | 0.0096043 | 125989.9822
25221 | hvac_0008 | Energy Recovery for AHUs | FALSE | 0.578 | Lodging | GA, Bibb County | 64001_70000 | Zone-by-Zone | gen1_t12_incandescent | Georgia | 27.6604 | E: Lodging with Zone-by-Zone Systems | 0.00035556 | 0.00038165 | 0 | 0 | 0 | 0.0010062 | 0.0007097 | 0.0006085 | 4.0189e-05 | 0.00026065 | 0 | 0.00079917 | 0.00023063 | 0 | 0 | 0.0010062 | 0.0015089 | 0.0006085 | 4.0189e-05 | 0.00049128 | 0.003655 | 38726.0629
25222 | hvac_0008 | Energy Recovery for AHUs | FALSE | 0.16378 | Lodging | GA, Bibb County | 80001_100000 | Zone-by-Zone | gen2_t8_halogen | Georgia | 21.0673 | E: Lodging with Zone-by-Zone Systems | 9.9278e-05 | 0.0001144 | 0 | 0 | 0 | 0.00036765 | 0.00021392 | 0.00012973 | 1.1126e-05 | 0.00011035 | 0 | 0.00013197 | 9.4855e-05 | 0 | 0 | 0.00036765 | 0.00034589 | 0.00012973 | 1.1126e-05 | 0.0002052 | 0.0010596 | 14740.3499
59061 | hvac_0008 | Energy Recovery for AHUs | TRUE | 0.19236 | Lodging | GA, Bibb County | 400001_600000 | Zone-by-Zone | gen2_t8_halogen | Georgia | 22.7834 | E: Lodging with Zone-by-Zone Systems | 0.00071413 | 0.00081658 | 0 | 0 | 0 | 0.0036276 | 0.0010491 | 0.000687 | 1.3173e-05 | 0.00067815 | 0.00026203 | 0.00053782 | 0.00062212 | 0 | 0 | 0.0038896 | 0.001587 | 0.000687 | 1.3173e-05 | 0.0013003 | 0.007477 | 96179.6461
59067 | hvac_0008 | Energy Recovery for AHUs | TRUE | 0.3206 | Lodging | GA, Bibb County | 200001_400000 | Zone-by-Zone | gen2_t8_halogen | Georgia | 23.9549 | E: Lodging with Zone-by-Zone Systems | 0.00071902 | 0.00082995 | 0 | 0 | 0 | 0.0032015 | 0.0011935 | 0.00079068 | 2.2426e-05 | 0.00061164 | 0.0002666 | 0.0011689 | 0.00060623 | 0 | 0 | 0.0034681 | 0.0023624 | 0.00079068 | 2.2426e-05 | 0.0012179 | 0.0078615 | 96179.6461
12981 | hvac_0009 | Air Side Economizers for AHUs | FALSE | 1.7104 | Lodging | GA, Bibb County | 30001_40000 | Zone-by-Zone | gen5_led | Georgia | 20.2669 | E: Lodging with Zone-by-Zone Systems | 0.00043156 | 0.00046423 | 0 | 0 | 0 | 0.0012655 | 0.0010908 | 0.00056276 | 0 | 0.00066482 | 0 | 0.00055587 | 0 | 0 | 0 | 0.0012655 | 0.0016467 | 0.00056276 | 0 | 0.00066482 | 0.0041398 | 59863.3427
12982 | hvac_0009 | Air Side Economizers for AHUs | FALSE | 0.54036 | Lodging | GA, Bibb County | 100001_150000 | Zone-by-Zone | gen2_t8_halogen | Georgia | 22.4823 | E: Lodging with Zone-by-Zone Systems | 0.00053222 | 0.00058253 | 0 | 0 | 0 | 0.0016226 | 0.0012917 | 0.0010059 | 0 | 0.00059384 | 0 | 0.00066748 | 0 | 0 | 0 | 0.0016226 | 0.0019592 | 0.0010059 | 0 | 0.00059384 | 0.0051816 | 67544.7781
12984 | hvac_0009 | Air Side Economizers for AHUs | FALSE | 3.7592 | Lodging | GA, Bibb County | 3001_8000 | Zone-by-Zone | gen2_t8_halogen | Georgia | 23.7995 | E: Lodging with Zone-by-Zone Systems | 0.00016549 | 0.00018814 | 0 | 0 | 0 | 0.00059833 | 0.00030428 | 0.00026409 | 0 | 0.00028408 | 0 | 0.00022821 | 0 | 0 | 0 | 0.00059833 | 0.00053249 | 0.00026409 | 0 | 0.00028408 | 0.001679 | 20675.3859
12985 | hvac_0009 | Air Side Economizers for AHUs | FALSE | 7.2478 | Lodging | GA, Bibb County | 8001_12000 | Zone-by-Zone | gen2_t8_halogen | Georgia | 22.0664 | E: Lodging with Zone-by-Zone Systems | 0.00057965 | 0.00061699 | 0 | 0 | 0 | 0.0013976 | 0.0013697 | 0.0012691 | 0 | 0.00078409 | 0 | 0.00063653 | 0 | 0 | 0 | 0.0013976 | 0.0020063 | 0.0012691 | 0 | 0.00078409 | 0.0054571 | 72477.6153
12986 | hvac_0009 | Air Side Economizers for AHUs | FALSE | 1.1712 | Lodging | GA, Bibb County | 70001_80000 | Zone-by-Zone | gen1_t12_incandescent | Georgia | 26.3233 | E: Lodging with Zone-by-Zone Systems | 0.0008001 | 0.00089592 | 0 | 0 | 0 | 0.0024786 | 0.0018806 | 0.0019031 | 0 | 0.00078198 | 0 | 0.00084511 | 0 | 0 | 0 | 0.0024786 | 0.0027257 | 0.0019031 | 0 | 0.00078198 | 0.0078894 | 87836.5188
12987 | hvac_0009 | Air Side Economizers for AHUs | FALSE | 3.1437 | Lodging | GA, Bibb County | 12001_30000 | Zone-by-Zone | gen1_t12_incandescent | Georgia | 26.9731 | E: Lodging with Zone-by-Zone Systems | 0.00066074 | 0.00069305 | 0 | 0 | 0 | 0.0018979 | 0.001396 | 0.0015273 | 0 | 0.00066243 | 0 | 0.00059226 | 0 | 0 | 0 | 0.0018979 | 0.0019883 | 0.0015273 | 0 | 0.00066243 | 0.006076 | 66017.1399
12988 | hvac_0009 | Air Side Economizers for AHUs | FALSE | 0.54993 | Lodging | GA, Bibb County | 52001_64000 | Zone-by-Zone | gen2_t8_halogen | Georgia | 25.4626 | E: Lodging with Zone-by-Zone Systems | 0.0002705 | 0.00029377 | 0 | 0 | 0 | 0.00080989 | 0.00070975 | 0.00055507 | 0 | 0 | 0 | 0.00033651 | 0.00035995 | 0 | 0 | 0.00080989 | 0.0010463 | 0.00055507 | 0 | 0.00035995 | 0.0027712 | 31895.9193
12991 | hvac_0009 | Air Side Economizers for AHUs | FALSE | 2.7389 | Lodging | GA, Bibb County | 40001_52000 | Zone-by-Zone | gen2_t8_halogen | Georgia | 22.341 | E: Lodging with Zone-by-Zone Systems | 0.0009795 | 0.0010869 | 0 | 0 | 0 | 0.0028996 | 0.0023271 | 0.0021339 | 0 | 0.0011438 | 0 | 0.0010997 | 0 | 0 | 0 | 0.0028996 | 0.0034269 | 0.0021339 | 0 | 0.0011438 | 0.0096043 | 125989.9822
25221 | hvac_0009 | Air Side Economizers for AHUs | FALSE | 0.578 | Lodging | GA, Bibb County | 64001_70000 | Zone-by-Zone | gen1_t12_incandescent | Georgia | 27.6604 | E: Lodging with Zone-by-Zone Systems | 0.00035556 | 0.00038165 | 0 | 0 | 0 | 0.0010062 | 0.0007097 | 0.0006085 | 4.0189e-05 | 0.00026065 | 0 | 0.00079917 | 0.00023063 | 0 | 0 | 0.0010062 | 0.0015089 | 0.0006085 | 4.0189e-05 | 0.00049128 | 0.003655 | 38726.0629
25222 | hvac_0009 | Air Side Economizers for AHUs | FALSE | 0.16378 | Lodging | GA, Bibb County | 80001_100000 | Zone-by-Zone | gen2_t8_halogen | Georgia | 21.0673 | E: Lodging with Zone-by-Zone Systems | 9.9278e-05 | 0.0001144 | 0 | 0 | 0 | 0.00036765 | 0.00021392 | 0.00012973 | 1.1126e-05 | 0.00011035 | 0 | 0.00013197 | 9.4855e-05 | 0 | 0 | 0.00036765 | 0.00034589 | 0.00012973 | 1.1126e-05 | 0.0002052 | 0.0010596 | 14740.3499
59061 | hvac_0009 | Air Side Economizers for AHUs | FALSE | 0.19236 | Lodging | GA, Bibb County | 400001_600000 | Zone-by-Zone | gen2_t8_halogen | Georgia | 27.4775 | E: Lodging with Zone-by-Zone Systems | 0.00081599 | 0.00092038 | 0 | 0 | 0 | 0.0036444 | 0.0010491 | 0.000687 | 1.3169e-05 | 0.00067815 | 0.0017857 | 0.00053782 | 0.00062212 | 0 | 0 | 0.0054301 | 0.001587 | 0.000687 | 1.3169e-05 | 0.0013003 | 0.0090175 | 96179.6461
59067 | hvac_0009 | Air Side Economizers for AHUs | FALSE | 0.3206 | Lodging | GA, Bibb County | 200001_400000 | Zone-by-Zone | gen2_t8_halogen | Georgia | 28.1551 | E: Lodging with Zone-by-Zone Systems | 0.00080982 | 0.00092198 | 0 | 0 | 0 | 0.0032003 | 0.0011935 | 0.00079068 | 2.2398e-05 | 0.00061164 | 0.0016462 | 0.0011689 | 0.00060623 | 0 | 0 | 0.0048465 | 0.0023624 | 0.00079068 | 2.2398e-05 | 0.0012179 | 0.0092399 | 96179.6461
12981 | hvac_0010 | VRF with DOAS, 25pct Heat Pump Upsizing Allowance | FALSE | 1.7104 | Lodging | GA, Bibb County | 30001_40000 | Zone-by-Zone | gen5_led | Georgia | 20.2669 | E: Lodging with Zone-by-Zone Systems | 0.00043156 | 0.00046423 | 0 | 0 | 0 | 0.0012655 | 0.0010908 | 0.00056276 | 0 | 0.00066482 | 0 | 0.00055587 | 0 | 0 | 0 | 0.0012655 | 0.0016467 | 0.00056276 | 0 | 0.00066482 | 0.0041398 | 59863.3427
12982 | hvac_0010 | VRF with DOAS, 25pct Heat Pump Upsizing Allowance | FALSE | 0.54036 | Lodging | GA, Bibb County | 100001_150000 | Zone-by-Zone | gen2_t8_halogen | Georgia | 22.4823 | E: Lodging with Zone-by-Zone Systems | 0.00053222 | 0.00058253 | 0 | 0 | 0 | 0.0016226 | 0.0012917 | 0.0010059 | 0 | 0.00059384 | 0 | 0.00066748 | 0 | 0 | 0 | 0.0016226 | 0.0019592 | 0.0010059 | 0 | 0.00059384 | 0.0051816 | 67544.7781
12984 | hvac_0010 | VRF with DOAS, 25pct Heat Pump Upsizing Allowance | FALSE | 3.7592 | Lodging | GA, Bibb County | 3001_8000 | Zone-by-Zone | gen2_t8_halogen | Georgia | 23.7995 | E: Lodging with Zone-by-Zone Systems | 0.00016549 | 0.00018814 | 0 | 0 | 0 | 0.00059833 | 0.00030428 | 0.00026409 | 0 | 0.00028408 | 0 | 0.00022821 | 0 | 0 | 0 | 0.00059833 | 0.00053249 | 0.00026409 | 0 | 0.00028408 | 0.001679 | 20675.3859
12985 | hvac_0010 | VRF with DOAS, 25pct Heat Pump Upsizing Allowance | FALSE | 7.2478 | Lodging | GA, Bibb County | 8001_12000 | Zone-by-Zone | gen2_t8_halogen | Georgia | 22.0664 | E: Lodging with Zone-by-Zone Systems | 0.00057965 | 0.00061699 | 0 | 0 | 0 | 0.0013976 | 0.0013697 | 0.0012691 | 0 | 0.00078409 | 0 | 0.00063653 | 0 | 0 | 0 | 0.0013976 | 0.0020063 | 0.0012691 | 0 | 0.00078409 | 0.0054571 | 72477.6153
12986 | hvac_0010 | VRF with DOAS, 25pct Heat Pump Upsizing Allowance | FALSE | 1.1712 | Lodging | GA, Bibb County | 70001_80000 | Zone-by-Zone | gen1_t12_incandescent | Georgia | 26.3233 | E: Lodging with Zone-by-Zone Systems | 0.0008001 | 0.00089592 | 0 | 0 | 0 | 0.0024786 | 0.0018806 | 0.0019031 | 0 | 0.00078198 | 0 | 0.00084511 | 0 | 0 | 0 | 0.0024786 | 0.0027257 | 0.0019031 | 0 | 0.00078198 | 0.0078894 | 87836.5188
12987 | hvac_0010 | VRF with DOAS, 25pct Heat Pump Upsizing Allowance | FALSE | 3.1437 | Lodging | GA, Bibb County | 12001_30000 | Zone-by-Zone | gen1_t12_incandescent | Georgia | 26.9731 | E: Lodging with Zone-by-Zone Systems | 0.00066074 | 0.00069305 | 0 | 0 | 0 | 0.0018979 | 0.001396 | 0.0015273 | 0 | 0.00066243 | 0 | 0.00059226 | 0 | 0 | 0 | 0.0018979 | 0.0019883 | 0.0015273 | 0 | 0.00066243 | 0.006076 | 66017.1399
12988 | hvac_0010 | VRF with DOAS, 25pct Heat Pump Upsizing Allowance | FALSE | 0.54993 | Lodging | GA, Bibb County | 52001_64000 | Zone-by-Zone | gen2_t8_halogen | Georgia | 25.4626 | E: Lodging with Zone-by-Zone Systems | 0.0002705 | 0.00029377 | 0 | 0 | 0 | 0.00080989 | 0.00070975 | 0.00055507 | 0 | 0 | 0 | 0.00033651 | 0.00035995 | 0 | 0 | 0.00080989 | 0.0010463 | 0.00055507 | 0 | 0.00035995 | 0.0027712 | 31895.9193
12991 | hvac_0010 | VRF with DOAS, 25pct Heat Pump Upsizing Allowance | FALSE | 2.7389 | Lodging | GA, Bibb County | 40001_52000 | Zone-by-Zone | gen2_t8_halogen | Georgia | 22.341 | E: Lodging with Zone-by-Zone Systems | 0.0009795 | 0.0010869 | 0 | 0 | 0 | 0.0028996 | 0.0023271 | 0.0021339 | 0 | 0.0011438 | 0 | 0.0010997 | 0 | 0 | 0 | 0.0028996 | 0.0034269 | 0.0021339 | 0 | 0.0011438 | 0.0096043 | 125989.9822
25221 | hvac_0010 | VRF with DOAS, 25pct Heat Pump Upsizing Allowance | FALSE | 0.578 | Lodging | GA, Bibb County | 64001_70000 | Zone-by-Zone | gen1_t12_incandescent | Georgia | 27.6604 | E: Lodging with Zone-by-Zone Systems | 0.00035556 | 0.00038165 | 0 | 0 | 0 | 0.0010062 | 0.0007097 | 0.0006085 | 4.0189e-05 | 0.00026065 | 0 | 0.00079917 | 0.00023063 | 0 | 0 | 0.0010062 | 0.0015089 | 0.0006085 | 4.0189e-05 | 0.00049128 | 0.003655 | 38726.0629
25222 | hvac_0010 | VRF with DOAS, 25pct Heat Pump Upsizing Allowance | FALSE | 0.16378 | Lodging | GA, Bibb County | 80001_100000 | Zone-by-Zone | gen2_t8_halogen | Georgia | 21.0673 | E: Lodging with Zone-by-Zone Systems | 9.9278e-05 | 0.0001144 | 0 | 0 | 0 | 0.00036765 | 0.00021392 | 0.00012973 | 1.1126e-05 | 0.00011035 | 0 | 0.00013197 | 9.4855e-05 | 0 | 0 | 0.00036765 | 0.00034589 | 0.00012973 | 1.1126e-05 | 0.0002052 | 0.0010596 | 14740.3499
59061 | hvac_0010 | VRF with DOAS, 25pct Heat Pump Upsizing Allowance | FALSE | 0.19236 | Lodging | GA, Bibb County | 400001_600000 | Zone-by-Zone | gen2_t8_halogen | Georgia | 27.4775 | E: Lodging with Zone-by-Zone Systems | 0.00081599 | 0.00092038 | 0 | 0 | 0 | 0.0036444 | 0.0010491 | 0.000687 | 1.3169e-05 | 0.00067815 | 0.0017857 | 0.00053782 | 0.00062212 | 0 | 0 | 0.0054301 | 0.001587 | 0.000687 | 1.3169e-05 | 0.0013003 | 0.0090175 | 96179.6461
59067 | hvac_0010 | VRF with DOAS, 25pct Heat Pump Upsizing Allowance | FALSE | 0.3206 | Lodging | GA, Bibb County | 200001_400000 | Zone-by-Zone | gen2_t8_halogen | Georgia | 28.1551 | E: Lodging with Zone-by-Zone Systems | 0.00080982 | 0.00092198 | 0 | 0 | 0 | 0.0032003 | 0.0011935 | 0.00079068 | 2.2398e-05 | 0.00061164 | 0.0016462 | 0.0011689 | 0.00060623 | 0 | 0 | 0.0048465 | 0.0023624 | 0.00079068 | 2.2398e-05 | 0.0012179 | 0.0092399 | 96179.6461
12981 | hvac_0012 | Unoccupied AHU Control | FALSE | 1.7104 | Lodging | GA, Bibb County | 30001_40000 | Zone-by-Zone | gen5_led | Georgia | 20.2669 | E: Lodging with Zone-by-Zone Systems | 0.00043156 | 0.00046423 | 0 | 0 | 0 | 0.0012655 | 0.0010908 | 0.00056276 | 0 | 0.00066482 | 0 | 0.00055587 | 0 | 0 | 0 | 0.0012655 | 0.0016467 | 0.00056276 | 0 | 0.00066482 | 0.0041398 | 59863.3427
12982 | hvac_0012 | Unoccupied AHU Control | FALSE | 0.54036 | Lodging | GA, Bibb County | 100001_150000 | Zone-by-Zone | gen2_t8_halogen | Georgia | 22.4823 | E: Lodging with Zone-by-Zone Systems | 0.00053222 | 0.00058253 | 0 | 0 | 0 | 0.0016226 | 0.0012917 | 0.0010059 | 0 | 0.00059384 | 0 | 0.00066748 | 0 | 0 | 0 | 0.0016226 | 0.0019592 | 0.0010059 | 0 | 0.00059384 | 0.0051816 | 67544.7781
12984 | hvac_0012 | Unoccupied AHU Control | FALSE | 3.7592 | Lodging | GA, Bibb County | 3001_8000 | Zone-by-Zone | gen2_t8_halogen | Georgia | 23.7995 | E: Lodging with Zone-by-Zone Systems | 0.00016549 | 0.00018814 | 0 | 0 | 0 | 0.00059833 | 0.00030428 | 0.00026409 | 0 | 0.00028408 | 0 | 0.00022821 | 0 | 0 | 0 | 0.00059833 | 0.00053249 | 0.00026409 | 0 | 0.00028408 | 0.001679 | 20675.3859
12985 | hvac_0012 | Unoccupied AHU Control | FALSE | 7.2478 | Lodging | GA, Bibb County | 8001_12000 | Zone-by-Zone | gen2_t8_halogen | Georgia | 22.0664 | E: Lodging with Zone-by-Zone Systems | 0.00057965 | 0.00061699 | 0 | 0 | 0 | 0.0013976 | 0.0013697 | 0.0012691 | 0 | 0.00078409 | 0 | 0.00063653 | 0 | 0 | 0 | 0.0013976 | 0.0020063 | 0.0012691 | 0 | 0.00078409 | 0.0054571 | 72477.6153
12986 | hvac_0012 | Unoccupied AHU Control | FALSE | 1.1712 | Lodging | GA, Bibb County | 70001_80000 | Zone-by-Zone | gen1_t12_incandescent | Georgia | 26.3233 | E: Lodging with Zone-by-Zone Systems | 0.0008001 | 0.00089592 | 0 | 0 | 0 | 0.0024786 | 0.0018806 | 0.0019031 | 0 | 0.00078198 | 0 | 0.00084511 | 0 | 0 | 0 | 0.0024786 | 0.0027257 | 0.0019031 | 0 | 0.00078198 | 0.0078894 | 87836.5188
12987 | hvac_0012 | Unoccupied AHU Control | FALSE | 3.1437 | Lodging | GA, Bibb County | 12001_30000 | Zone-by-Zone | gen1_t12_incandescent | Georgia | 26.9731 | E: Lodging with Zone-by-Zone Systems | 0.00066074 | 0.00069305 | 0 | 0 | 0 | 0.0018979 | 0.001396 | 0.0015273 | 0 | 0.00066243 | 0 | 0.00059226 | 0 | 0 | 0 | 0.0018979 | 0.0019883 | 0.0015273 | 0 | 0.00066243 | 0.006076 | 66017.1399
12988 | hvac_0012 | Unoccupied AHU Control | FALSE | 0.54993 | Lodging | GA, Bibb County | 52001_64000 | Zone-by-Zone | gen2_t8_halogen | Georgia | 25.4626 | E: Lodging with Zone-by-Zone Systems | 0.0002705 | 0.00029377 | 0 | 0 | 0 | 0.00080989 | 0.00070975 | 0.00055507 | 0 | 0 | 0 | 0.00033651 | 0.00035995 | 0 | 0 | 0.00080989 | 0.0010463 | 0.00055507 | 0 | 0.00035995 | 0.0027712 | 31895.9193
12991 | hvac_0012 | Unoccupied AHU Control | FALSE | 2.7389 | Lodging | GA, Bibb County | 40001_52000 | Zone-by-Zone | gen2_t8_halogen | Georgia | 22.341 | E: Lodging with Zone-by-Zone Systems | 0.0009795 | 0.0010869 | 0 | 0 | 0 | 0.0028996 | 0.0023271 | 0.0021339 | 0 | 0.0011438 | 0 | 0.0010997 | 0 | 0 | 0 | 0.0028996 | 0.0034269 | 0.0021339 | 0 | 0.0011438 | 0.0096043 | 125989.9822
25221 | hvac_0012 | Unoccupied AHU Control | FALSE | 0.578 | Lodging | GA, Bibb County | 64001_70000 | Zone-by-Zone | gen1_t12_incandescent | Georgia | 27.6604 | E: Lodging with Zone-by-Zone Systems | 0.00035556 | 0.00038165 | 0 | 0 | 0 | 0.0010062 | 0.0007097 | 0.0006085 | 4.0189e-05 | 0.00026065 | 0 | 0.00079917 | 0.00023063 | 0 | 0 | 0.0010062 | 0.0015089 | 0.0006085 | 4.0189e-05 | 0.00049128 | 0.003655 | 38726.0629
25222 | hvac_0012 | Unoccupied AHU Control | FALSE | 0.16378 | Lodging | GA, Bibb County | 80001_100000 | Zone-by-Zone | gen2_t8_halogen | Georgia | 21.0673 | E: Lodging with Zone-by-Zone Systems | 9.9278e-05 | 0.0001144 | 0 | 0 | 0 | 0.00036765 | 0.00021392 | 0.00012973 | 1.1126e-05 | 0.00011035 | 0 | 0.00013197 | 9.4855e-05 | 0 | 0 | 0.00036765 | 0.00034589 | 0.00012973 | 1.1126e-05 | 0.0002052 | 0.0010596 | 14740.3499
59061 | hvac_0012 | Unoccupied AHU Control | FALSE | 0.19236 | Lodging | GA, Bibb County | 400001_600000 | Zone-by-Zone | gen2_t8_halogen | Georgia | 27.4775 | E: Lodging with Zone-by-Zone Systems | 0.00081599 | 0.00092038 | 0 | 0 | 0 | 0.0036444 | 0.0010491 | 0.000687 | 1.3169e-05 | 0.00067815 | 0.0017857 | 0.00053782 | 0.00062212 | 0 | 0 | 0.0054301 | 0.001587 | 0.000687 | 1.3169e-05 | 0.0013003 | 0.0090175 | 96179.6461
59067 | hvac_0012 | Unoccupied AHU Control | FALSE | 0.3206 | Lodging | GA, Bibb County | 200001_400000 | Zone-by-Zone | gen2_t8_halogen | Georgia | 28.1551 | E: Lodging with Zone-by-Zone Systems | 0.00080982 | 0.00092198 | 0 | 0 | 0 | 0.0032003 | 0.0011935 | 0.00079068 | 2.2398e-05 | 0.00061164 | 0.0016462 | 0.0011689 | 0.00060623 | 0 | 0 | 0.0048465 | 0.0023624 | 0.00079068 | 2.2398e-05 | 0.0012179 | 0.0092399 | 96179.6461
12981 | hvac_0013 | Variable Speed HP RTU, Electric Backup, Energy Recovery | FALSE | 1.7104 | Lodging | GA, Bibb County | 30001_40000 | Zone-by-Zone | gen5_led | Georgia | 20.2669 | E: Lodging with Zone-by-Zone Systems | 0.00043156 | 0.00046423 | 0 | 0 | 0 | 0.0012655 | 0.0010908 | 0.00056276 | 0 | 0.00066482 | 0 | 0.00055587 | 0 | 0 | 0 | 0.0012655 | 0.0016467 | 0.00056276 | 0 | 0.00066482 | 0.0041398 | 59863.3427
12982 | hvac_0013 | Variable Speed HP RTU, Electric Backup, Energy Recovery | FALSE | 0.54036 | Lodging | GA, Bibb County | 100001_150000 | Zone-by-Zone | gen2_t8_halogen | Georgia | 22.4823 | E: Lodging with Zone-by-Zone Systems | 0.00053222 | 0.00058253 | 0 | 0 | 0 | 0.0016226 | 0.0012917 | 0.0010059 | 0 | 0.00059384 | 0 | 0.00066748 | 0 | 0 | 0 | 0.0016226 | 0.0019592 | 0.0010059 | 0 | 0.00059384 | 0.0051816 | 67544.7781
12984 | hvac_0013 | Variable Speed HP RTU, Electric Backup, Energy Recovery | FALSE | 3.7592 | Lodging | GA, Bibb County | 3001_8000 | Zone-by-Zone | gen2_t8_halogen | Georgia | 23.7995 | E: Lodging with Zone-by-Zone Systems | 0.00016549 | 0.00018814 | 0 | 0 | 0 | 0.00059833 | 0.00030428 | 0.00026409 | 0 | 0.00028408 | 0 | 0.00022821 | 0 | 0 | 0 | 0.00059833 | 0.00053249 | 0.00026409 | 0 | 0.00028408 | 0.001679 | 20675.3859
12985 | hvac_0013 | Variable Speed HP RTU, Electric Backup, Energy Recovery | FALSE | 7.2478 | Lodging | GA, Bibb County | 8001_12000 | Zone-by-Zone | gen2_t8_halogen | Georgia | 22.0664 | E: Lodging with Zone-by-Zone Systems | 0.00057965 | 0.00061699 | 0 | 0 | 0 | 0.0013976 | 0.0013697 | 0.0012691 | 0 | 0.00078409 | 0 | 0.00063653 | 0 | 0 | 0 | 0.0013976 | 0.0020063 | 0.0012691 | 0 | 0.00078409 | 0.0054571 | 72477.6153
12986 | hvac_0013 | Variable Speed HP RTU, Electric Backup, Energy Recovery | FALSE | 1.1712 | Lodging | GA, Bibb County | 70001_80000 | Zone-by-Zone | gen1_t12_incandescent | Georgia | 26.3233 | E: Lodging with Zone-by-Zone Systems | 0.0008001 | 0.00089592 | 0 | 0 | 0 | 0.0024786 | 0.0018806 | 0.0019031 | 0 | 0.00078198 | 0 | 0.00084511 | 0 | 0 | 0 | 0.0024786 | 0.0027257 | 0.0019031 | 0 | 0.00078198 | 0.0078894 | 87836.5188
12987 | hvac_0013 | Variable Speed HP RTU, Electric Backup, Energy Recovery | FALSE | 3.1437 | Lodging | GA, Bibb County | 12001_30000 | Zone-by-Zone | gen1_t12_incandescent | Georgia | 26.9731 | E: Lodging with Zone-by-Zone Systems | 0.00066074 | 0.00069305 | 0 | 0 | 0 | 0.0018979 | 0.001396 | 0.0015273 | 0 | 0.00066243 | 0 | 0.00059226 | 0 | 0 | 0 | 0.0018979 | 0.0019883 | 0.0015273 | 0 | 0.00066243 | 0.006076 | 66017.1399
12988 | hvac_0013 | Variable Speed HP RTU, Electric Backup, Energy Recovery | FALSE | 0.54993 | Lodging | GA, Bibb County | 52001_64000 | Zone-by-Zone | gen2_t8_halogen | Georgia | 25.4626 | E: Lodging with Zone-by-Zone Systems | 0.0002705 | 0.00029377 | 0 | 0 | 0 | 0.00080989 | 0.00070975 | 0.00055507 | 0 | 0 | 0 | 0.00033651 | 0.00035995 | 0 | 0 | 0.00080989 | 0.0010463 | 0.00055507 | 0 | 0.00035995 | 0.0027712 | 31895.9193
12991 | hvac_0013 | Variable Speed HP RTU, Electric Backup, Energy Recovery | FALSE | 2.7389 | Lodging | GA, Bibb County | 40001_52000 | Zone-by-Zone | gen2_t8_halogen | Georgia | 22.341 | E: Lodging with Zone-by-Zone Systems | 0.0009795 | 0.0010869 | 0 | 0 | 0 | 0.0028996 | 0.0023271 | 0.0021339 | 0 | 0.0011438 | 0 | 0.0010997 | 0 | 0 | 0 | 0.0028996 | 0.0034269 | 0.0021339 | 0 | 0.0011438 | 0.0096043 | 125989.9822
25221 | hvac_0013 | Variable Speed HP RTU, Electric Backup, Energy Recovery | FALSE | 0.578 | Lodging | GA, Bibb County | 64001_70000 | Zone-by-Zone | gen1_t12_incandescent | Georgia | 27.6604 | E: Lodging with Zone-by-Zone Systems | 0.00035556 | 0.00038165 | 0 | 0 | 0 | 0.0010062 | 0.0007097 | 0.0006085 | 4.0189e-05 | 0.00026065 | 0 | 0.00079917 | 0.00023063 | 0 | 0 | 0.0010062 | 0.0015089 | 0.0006085 | 4.0189e-05 | 0.00049128 | 0.003655 | 38726.0629
25222 | hvac_0013 | Variable Speed HP RTU, Electric Backup, Energy Recovery | FALSE | 0.16378 | Lodging | GA, Bibb County | 80001_100000 | Zone-by-Zone | gen2_t8_halogen | Georgia | 21.0673 | E: Lodging with Zone-by-Zone Systems | 9.9278e-05 | 0.0001144 | 0 | 0 | 0 | 0.00036765 | 0.00021392 | 0.00012973 | 1.1126e-05 | 0.00011035 | 0 | 0.00013197 | 9.4855e-05 | 0 | 0 | 0.00036765 | 0.00034589 | 0.00012973 | 1.1126e-05 | 0.0002052 | 0.0010596 | 14740.3499
59061 | hvac_0013 | Variable Speed HP RTU, Electric Backup, Energy Recovery | FALSE | 0.19236 | Lodging | GA, Bibb County | 400001_600000 | Zone-by-Zone | gen2_t8_halogen | Georgia | 27.4775 | E: Lodging with Zone-by-Zone Systems | 0.00081599 | 0.00092038 | 0 | 0 | 0 | 0.0036444 | 0.0010491 | 0.000687 | 1.3169e-05 | 0.00067815 | 0.0017857 | 0.00053782 | 0.00062212 | 0 | 0 | 0.0054301 | 0.001587 | 0.000687 | 1.3169e-05 | 0.0013003 | 0.0090175 | 96179.6461
59067 | hvac_0013 | Variable Speed HP RTU, Electric Backup, Energy Recovery | FALSE | 0.3206 | Lodging | GA, Bibb County | 200001_400000 | Zone-by-Zone | gen2_t8_halogen | Georgia | 28.1551 | E: Lodging with Zone-by-Zone Systems | 0.00080982 | 0.00092198 | 0 | 0 | 0 | 0.0032003 | 0.0011935 | 0.00079068 | 2.2398e-05 | 0.00061164 | 0.0016462 | 0.0011689 | 0.00060623 | 0 | 0 | 0.0048465 | 0.0023624 | 0.00079068 | 2.2398e-05 | 0.0012179 | 0.0092399 | 96179.6461
12981 | hvac_0014 | Advanced RTU Controls | FALSE | 1.7104 | Lodging | GA, Bibb County | 30001_40000 | Zone-by-Zone | gen5_led | Georgia | 20.2669 | E: Lodging with Zone-by-Zone Systems | 0.00043156 | 0.00046423 | 0 | 0 | 0 | 0.0012655 | 0.0010908 | 0.00056276 | 0 | 0.00066482 | 0 | 0.00055587 | 0 | 0 | 0 | 0.0012655 | 0.0016467 | 0.00056276 | 0 | 0.00066482 | 0.0041398 | 59863.3427
12982 | hvac_0014 | Advanced RTU Controls | FALSE | 0.54036 | Lodging | GA, Bibb County | 100001_150000 | Zone-by-Zone | gen2_t8_halogen | Georgia | 22.4823 | E: Lodging with Zone-by-Zone Systems | 0.00053222 | 0.00058253 | 0 | 0 | 0 | 0.0016226 | 0.0012917 | 0.0010059 | 0 | 0.00059384 | 0 | 0.00066748 | 0 | 0 | 0 | 0.0016226 | 0.0019592 | 0.0010059 | 0 | 0.00059384 | 0.0051816 | 67544.7781
12984 | hvac_0014 | Advanced RTU Controls | FALSE | 3.7592 | Lodging | GA, Bibb County | 3001_8000 | Zone-by-Zone | gen2_t8_halogen | Georgia | 23.7995 | E: Lodging with Zone-by-Zone Systems | 0.00016549 | 0.00018814 | 0 | 0 | 0 | 0.00059833 | 0.00030428 | 0.00026409 | 0 | 0.00028408 | 0 | 0.00022821 | 0 | 0 | 0 | 0.00059833 | 0.00053249 | 0.00026409 | 0 | 0.00028408 | 0.001679 | 20675.3859
12985 | hvac_0014 | Advanced RTU Controls | FALSE | 7.2478 | Lodging | GA, Bibb County | 8001_12000 | Zone-by-Zone | gen2_t8_halogen | Georgia | 22.0664 | E: Lodging with Zone-by-Zone Systems | 0.00057965 | 0.00061699 | 0 | 0 | 0 | 0.0013976 | 0.0013697 | 0.0012691 | 0 | 0.00078409 | 0 | 0.00063653 | 0 | 0 | 0 | 0.0013976 | 0.0020063 | 0.0012691 | 0 | 0.00078409 | 0.0054571 | 72477.6153
12986 | hvac_0014 | Advanced RTU Controls | FALSE | 1.1712 | Lodging | GA, Bibb County | 70001_80000 | Zone-by-Zone | gen1_t12_incandescent | Georgia | 26.3233 | E: Lodging with Zone-by-Zone Systems | 0.0008001 | 0.00089592 | 0 | 0 | 0 | 0.0024786 | 0.0018806 | 0.0019031 | 0 | 0.00078198 | 0 | 0.00084511 | 0 | 0 | 0 | 0.0024786 | 0.0027257 | 0.0019031 | 0 | 0.00078198 | 0.0078894 | 87836.5188
12987 | hvac_0014 | Advanced RTU Controls | FALSE | 3.1437 | Lodging | GA, Bibb County | 12001_30000 | Zone-by-Zone | gen1_t12_incandescent | Georgia | 26.9731 | E: Lodging with Zone-by-Zone Systems | 0.00066074 | 0.00069305 | 0 | 0 | 0 | 0.0018979 | 0.001396 | 0.0015273 | 0 | 0.00066243 | 0 | 0.00059226 | 0 | 0 | 0 | 0.0018979 | 0.0019883 | 0.0015273 | 0 | 0.00066243 | 0.006076 | 66017.1399
12988 | hvac_0014 | Advanced RTU Controls | FALSE | 0.54993 | Lodging | GA, Bibb County | 52001_64000 | Zone-by-Zone | gen2_t8_halogen | Georgia | 25.4626 | E: Lodging with Zone-by-Zone Systems | 0.0002705 | 0.00029377 | 0 | 0 | 0 | 0.00080989 | 0.00070975 | 0.00055507 | 0 | 0 | 0 | 0.00033651 | 0.00035995 | 0 | 0 | 0.00080989 | 0.0010463 | 0.00055507 | 0 | 0.00035995 | 0.0027712 | 31895.9193
12991 | hvac_0014 | Advanced RTU Controls | FALSE | 2.7389 | Lodging | GA, Bibb County | 40001_52000 | Zone-by-Zone | gen2_t8_halogen | Georgia | 22.341 | E: Lodging with Zone-by-Zone Systems | 0.0009795 | 0.0010869 | 0 | 0 | 0 | 0.0028996 | 0.0023271 | 0.0021339 | 0 | 0.0011438 | 0 | 0.0010997 | 0 | 0 | 0 | 0.0028996 | 0.0034269 | 0.0021339 | 0 | 0.0011438 | 0.0096043 | 125989.9822
25221 | hvac_0014 | Advanced RTU Controls | FALSE | 0.578 | Lodging | GA, Bibb County | 64001_70000 | Zone-by-Zone | gen1_t12_incandescent | Georgia | 27.6604 | E: Lodging with Zone-by-Zone Systems | 0.00035556 | 0.00038165 | 0 | 0 | 0 | 0.0010062 | 0.0007097 | 0.0006085 | 4.0189e-05 | 0.00026065 | 0 | 0.00079917 | 0.00023063 | 0 | 0 | 0.0010062 | 0.0015089 | 0.0006085 | 4.0189e-05 | 0.00049128 | 0.003655 | 38726.0629
25222 | hvac_0014 | Advanced RTU Controls | FALSE | 0.16378 | Lodging | GA, Bibb County | 80001_100000 | Zone-by-Zone | gen2_t8_halogen | Georgia | 21.0673 | E: Lodging with Zone-by-Zone Systems | 9.9278e-05 | 0.0001144 | 0 | 0 | 0 | 0.00036765 | 0.00021392 | 0.00012973 | 1.1126e-05 | 0.00011035 | 0 | 0.00013197 | 9.4855e-05 | 0 | 0 | 0.00036765 | 0.00034589 | 0.00012973 | 1.1126e-05 | 0.0002052 | 0.0010596 | 14740.3499
59061 | hvac_0014 | Advanced RTU Controls | FALSE | 0.19236 | Lodging | GA, Bibb County | 400001_600000 | Zone-by-Zone | gen2_t8_halogen | Georgia | 27.4775 | E: Lodging with Zone-by-Zone Systems | 0.00081599 | 0.00092038 | 0 | 0 | 0 | 0.0036444 | 0.0010491 | 0.000687 | 1.3169e-05 | 0.00067815 | 0.0017857 | 0.00053782 | 0.00062212 | 0 | 0 | 0.0054301 | 0.001587 | 0.000687 | 1.3169e-05 | 0.0013003 | 0.0090175 | 96179.6461
59067 | hvac_0014 | Advanced RTU Controls | FALSE | 0.3206 | Lodging | GA, Bibb County | 200001_400000 | Zone-by-Zone | gen2_t8_halogen | Georgia | 28.1551 | E: Lodging with Zone-by-Zone Systems | 0.00080982 | 0.00092198 | 0 | 0 | 0 | 0.0032003 | 0.0011935 | 0.00079068 | 2.2398e-05 | 0.00061164 | 0.0016462 | 0.0011689 | 0.00060623 | 0 | 0 | 0.0048465 | 0.0023624 | 0.00079068 | 2.2398e-05 | 0.0012179 | 0.0092399 | 96179.6461
12981 | hvac_0015 | Hydronic Water-to-Water Geothermal Heat Pump | FALSE | 1.7104 | Lodging | GA, Bibb County | 30001_40000 | Zone-by-Zone | gen5_led | Georgia | 20.2669 | E: Lodging with Zone-by-Zone Systems | 0.00043156 | 0.00046423 | 0 | 0 | 0 | 0.0012655 | 0.0010908 | 0.00056276 | 0 | 0.00066482 | 0 | 0.00055587 | 0 | 0 | 0 | 0.0012655 | 0.0016467 | 0.00056276 | 0 | 0.00066482 | 0.0041398 | 59863.3427
12982 | hvac_0015 | Hydronic Water-to-Water Geothermal Heat Pump | FALSE | 0.54036 | Lodging | GA, Bibb County | 100001_150000 | Zone-by-Zone | gen2_t8_halogen | Georgia | 22.4823 | E: Lodging with Zone-by-Zone Systems | 0.00053222 | 0.00058253 | 0 | 0 | 0 | 0.0016226 | 0.0012917 | 0.0010059 | 0 | 0.00059384 | 0 | 0.00066748 | 0 | 0 | 0 | 0.0016226 | 0.0019592 | 0.0010059 | 0 | 0.00059384 | 0.0051816 | 67544.7781
12984 | hvac_0015 | Hydronic Water-to-Water Geothermal Heat Pump | FALSE | 3.7592 | Lodging | GA, Bibb County | 3001_8000 | Zone-by-Zone | gen2_t8_halogen | Georgia | 23.7995 | E: Lodging with Zone-by-Zone Systems | 0.00016549 | 0.00018814 | 0 | 0 | 0 | 0.00059833 | 0.00030428 | 0.00026409 | 0 | 0.00028408 | 0 | 0.00022821 | 0 | 0 | 0 | 0.00059833 | 0.00053249 | 0.00026409 | 0 | 0.00028408 | 0.001679 | 20675.3859
12985 | hvac_0015 | Hydronic Water-to-Water Geothermal Heat Pump | FALSE | 7.2478 | Lodging | GA, Bibb County | 8001_12000 | Zone-by-Zone | gen2_t8_halogen | Georgia | 22.0664 | E: Lodging with Zone-by-Zone Systems | 0.00057965 | 0.00061699 | 0 | 0 | 0 | 0.0013976 | 0.0013697 | 0.0012691 | 0 | 0.00078409 | 0 | 0.00063653 | 0 | 0 | 0 | 0.0013976 | 0.0020063 | 0.0012691 | 0 | 0.00078409 | 0.0054571 | 72477.6153
12986 | hvac_0015 | Hydronic Water-to-Water Geothermal Heat Pump | FALSE | 1.1712 | Lodging | GA, Bibb County | 70001_80000 | Zone-by-Zone | gen1_t12_incandescent | Georgia | 26.3233 | E: Lodging with Zone-by-Zone Systems | 0.0008001 | 0.00089592 | 0 | 0 | 0 | 0.0024786 | 0.0018806 | 0.0019031 | 0 | 0.00078198 | 0 | 0.00084511 | 0 | 0 | 0 | 0.0024786 | 0.0027257 | 0.0019031 | 0 | 0.00078198 | 0.0078894 | 87836.5188
12987 | hvac_0015 | Hydronic Water-to-Water Geothermal Heat Pump | FALSE | 3.1437 | Lodging | GA, Bibb County | 12001_30000 | Zone-by-Zone | gen1_t12_incandescent | Georgia | 26.9731 | E: Lodging with Zone-by-Zone Systems | 0.00066074 | 0.00069305 | 0 | 0 | 0 | 0.0018979 | 0.001396 | 0.0015273 | 0 | 0.00066243 | 0 | 0.00059226 | 0 | 0 | 0 | 0.0018979 | 0.0019883 | 0.0015273 | 0 | 0.00066243 | 0.006076 | 66017.1399
12988 | hvac_0015 | Hydronic Water-to-Water Geothermal Heat Pump | FALSE | 0.54993 | Lodging | GA, Bibb County | 52001_64000 | Zone-by-Zone | gen2_t8_halogen | Georgia | 25.4626 | E: Lodging with Zone-by-Zone Systems | 0.0002705 | 0.00029377 | 0 | 0 | 0 | 0.00080989 | 0.00070975 | 0.00055507 | 0 | 0 | 0 | 0.00033651 | 0.00035995 | 0 | 0 | 0.00080989 | 0.0010463 | 0.00055507 | 0 | 0.00035995 | 0.0027712 | 31895.9193
12991 | hvac_0015 | Hydronic Water-to-Water Geothermal Heat Pump | FALSE | 2.7389 | Lodging | GA, Bibb County | 40001_52000 | Zone-by-Zone | gen2_t8_halogen | Georgia | 22.341 | E: Lodging with Zone-by-Zone Systems | 0.0009795 | 0.0010869 | 0 | 0 | 0 | 0.0028996 | 0.0023271 | 0.0021339 | 0 | 0.0011438 | 0 | 0.0010997 | 0 | 0 | 0 | 0.0028996 | 0.0034269 | 0.0021339 | 0 | 0.0011438 | 0.0096043 | 125989.9822
25221 | hvac_0015 | Hydronic Water-to-Water Geothermal Heat Pump | FALSE | 0.578 | Lodging | GA, Bibb County | 64001_70000 | Zone-by-Zone | gen1_t12_incandescent | Georgia | 27.6604 | E: Lodging with Zone-by-Zone Systems | 0.00035556 | 0.00038165 | 0 | 0 | 0 | 0.0010062 | 0.0007097 | 0.0006085 | 4.0189e-05 | 0.00026065 | 0 | 0.00079917 | 0.00023063 | 0 | 0 | 0.0010062 | 0.0015089 | 0.0006085 | 4.0189e-05 | 0.00049128 | 0.003655 | 38726.0629
25222 | hvac_0015 | Hydronic Water-to-Water Geothermal Heat Pump | FALSE | 0.16378 | Lodging | GA, Bibb County | 80001_100000 | Zone-by-Zone | gen2_t8_halogen | Georgia | 21.0673 | E: Lodging with Zone-by-Zone Systems | 9.9278e-05 | 0.0001144 | 0 | 0 | 0 | 0.00036765 | 0.00021392 | 0.00012973 | 1.1126e-05 | 0.00011035 | 0 | 0.00013197 | 9.4855e-05 | 0 | 0 | 0.00036765 | 0.00034589 | 0.00012973 | 1.1126e-05 | 0.0002052 | 0.0010596 | 14740.3499
59061 | hvac_0015 | Hydronic Water-to-Water Geothermal Heat Pump | FALSE | 0.19236 | Lodging | GA, Bibb County | 400001_600000 | Zone-by-Zone | gen2_t8_halogen | Georgia | 27.4775 | E: Lodging with Zone-by-Zone Systems | 0.00081599 | 0.00092038 | 0 | 0 | 0 | 0.0036444 | 0.0010491 | 0.000687 | 1.3169e-05 | 0.00067815 | 0.0017857 | 0.00053782 | 0.00062212 | 0 | 0 | 0.0054301 | 0.001587 | 0.000687 | 1.3169e-05 | 0.0013003 | 0.0090175 | 96179.6461
59067 | hvac_0015 | Hydronic Water-to-Water Geothermal Heat Pump | TRUE | 0.3206 | Lodging | GA, Bibb County | 200001_400000 | Zone-by-Zone | gen2_t8_halogen | Georgia | 21.9327 | E: Lodging with Zone-by-Zone Systems | 0.00066526 | 0.00076482 | 0 | 0 | 0 | 0.0028045 | 0.0011935 | 0.00079068 | 2.2386e-05 | 0.00061164 | 0 | 0.0011689 | 0.00060623 | 0 | 0 | 0.0028045 | 0.0023624 | 0.00079068 | 2.2386e-05 | 0.0012179 | 0.0071978 | 96179.6461
12981 | hvac_0016 | Packaged Water-to-Air Geothermal Heat Pump | FALSE | 1.7104 | Lodging | GA, Bibb County | 30001_40000 | Zone-by-Zone | gen5_led | Georgia | 20.2669 | E: Lodging with Zone-by-Zone Systems | 0.00043156 | 0.00046423 | 0 | 0 | 0 | 0.0012655 | 0.0010908 | 0.00056276 | 0 | 0.00066482 | 0 | 0.00055587 | 0 | 0 | 0 | 0.0012655 | 0.0016467 | 0.00056276 | 0 | 0.00066482 | 0.0041398 | 59863.3427
12982 | hvac_0016 | Packaged Water-to-Air Geothermal Heat Pump | FALSE | 0.54036 | Lodging | GA, Bibb County | 100001_150000 | Zone-by-Zone | gen2_t8_halogen | Georgia | 22.4823 | E: Lodging with Zone-by-Zone Systems | 0.00053222 | 0.00058253 | 0 | 0 | 0 | 0.0016226 | 0.0012917 | 0.0010059 | 0 | 0.00059384 | 0 | 0.00066748 | 0 | 0 | 0 | 0.0016226 | 0.0019592 | 0.0010059 | 0 | 0.00059384 | 0.0051816 | 67544.7781
12984 | hvac_0016 | Packaged Water-to-Air Geothermal Heat Pump | FALSE | 3.7592 | Lodging | GA, Bibb County | 3001_8000 | Zone-by-Zone | gen2_t8_halogen | Georgia | 23.7995 | E: Lodging with Zone-by-Zone Systems | 0.00016549 | 0.00018814 | 0 | 0 | 0 | 0.00059833 | 0.00030428 | 0.00026409 | 0 | 0.00028408 | 0 | 0.00022821 | 0 | 0 | 0 | 0.00059833 | 0.00053249 | 0.00026409 | 0 | 0.00028408 | 0.001679 | 20675.3859
12985 | hvac_0016 | Packaged Water-to-Air Geothermal Heat Pump | FALSE | 7.2478 | Lodging | GA, Bibb County | 8001_12000 | Zone-by-Zone | gen2_t8_halogen | Georgia | 22.0664 | E: Lodging with Zone-by-Zone Systems | 0.00057965 | 0.00061699 | 0 | 0 | 0 | 0.0013976 | 0.0013697 | 0.0012691 | 0 | 0.00078409 | 0 | 0.00063653 | 0 | 0 | 0 | 0.0013976 | 0.0020063 | 0.0012691 | 0 | 0.00078409 | 0.0054571 | 72477.6153
12986 | hvac_0016 | Packaged Water-to-Air Geothermal Heat Pump | FALSE | 1.1712 | Lodging | GA, Bibb County | 70001_80000 | Zone-by-Zone | gen1_t12_incandescent | Georgia | 26.3233 | E: Lodging with Zone-by-Zone Systems | 0.0008001 | 0.00089592 | 0 | 0 | 0 | 0.0024786 | 0.0018806 | 0.0019031 | 0 | 0.00078198 | 0 | 0.00084511 | 0 | 0 | 0 | 0.0024786 | 0.0027257 | 0.0019031 | 0 | 0.00078198 | 0.0078894 | 87836.5188
12987 | hvac_0016 | Packaged Water-to-Air Geothermal Heat Pump | FALSE | 3.1437 | Lodging | GA, Bibb County | 12001_30000 | Zone-by-Zone | gen1_t12_incandescent | Georgia | 26.9731 | E: Lodging with Zone-by-Zone Systems | 0.00066074 | 0.00069305 | 0 | 0 | 0 | 0.0018979 | 0.001396 | 0.0015273 | 0 | 0.00066243 | 0 | 0.00059226 | 0 | 0 | 0 | 0.0018979 | 0.0019883 | 0.0015273 | 0 | 0.00066243 | 0.006076 | 66017.1399
12988 | hvac_0016 | Packaged Water-to-Air Geothermal Heat Pump | FALSE | 0.54993 | Lodging | GA, Bibb County | 52001_64000 | Zone-by-Zone | gen2_t8_halogen | Georgia | 25.4626 | E: Lodging with Zone-by-Zone Systems | 0.0002705 | 0.00029377 | 0 | 0 | 0 | 0.00080989 | 0.00070975 | 0.00055507 | 0 | 0 | 0 | 0.00033651 | 0.00035995 | 0 | 0 | 0.00080989 | 0.0010463 | 0.00055507 | 0 | 0.00035995 | 0.0027712 | 31895.9193
12991 | hvac_0016 | Packaged Water-to-Air Geothermal Heat Pump | FALSE | 2.7389 | Lodging | GA, Bibb County | 40001_52000 | Zone-by-Zone | gen2_t8_halogen | Georgia | 22.341 | E: Lodging with Zone-by-Zone Systems | 0.0009795 | 0.0010869 | 0 | 0 | 0 | 0.0028996 | 0.0023271 | 0.0021339 | 0 | 0.0011438 | 0 | 0.0010997 | 0 | 0 | 0 | 0.0028996 | 0.0034269 | 0.0021339 | 0 | 0.0011438 | 0.0096043 | 125989.9822
25221 | hvac_0016 | Packaged Water-to-Air Geothermal Heat Pump | FALSE | 0.578 | Lodging | GA, Bibb County | 64001_70000 | Zone-by-Zone | gen1_t12_incandescent | Georgia | 27.6604 | E: Lodging with Zone-by-Zone Systems | 0.00035556 | 0.00038165 | 0 | 0 | 0 | 0.0010062 | 0.0007097 | 0.0006085 | 4.0189e-05 | 0.00026065 | 0 | 0.00079917 | 0.00023063 | 0 | 0 | 0.0010062 | 0.0015089 | 0.0006085 | 4.0189e-05 | 0.00049128 | 0.003655 | 38726.0629
25222 | hvac_0016 | Packaged Water-to-Air Geothermal Heat Pump | FALSE | 0.16378 | Lodging | GA, Bibb County | 80001_100000 | Zone-by-Zone | gen2_t8_halogen | Georgia | 21.0673 | E: Lodging with Zone-by-Zone Systems | 9.9278e-05 | 0.0001144 | 0 | 0 | 0 | 0.00036765 | 0.00021392 | 0.00012973 | 1.1126e-05 | 0.00011035 | 0 | 0.00013197 | 9.4855e-05 | 0 | 0 | 0.00036765 | 0.00034589 | 0.00012973 | 1.1126e-05 | 0.0002052 | 0.0010596 | 14740.3499
59061 | hvac_0016 | Packaged Water-to-Air Geothermal Heat Pump | FALSE | 0.19236 | Lodging | GA, Bibb County | 400001_600000 | Zone-by-Zone | gen2_t8_halogen | Georgia | 27.4775 | E: Lodging with Zone-by-Zone Systems | 0.00081599 | 0.00092038 | 0 | 0 | 0 | 0.0036444 | 0.0010491 | 0.000687 | 1.3169e-05 | 0.00067815 | 0.0017857 | 0.00053782 | 0.00062212 | 0 | 0 | 0.0054301 | 0.001587 | 0.000687 | 1.3169e-05 | 0.0013003 | 0.0090175 | 96179.6461
59067 | hvac_0016 | Packaged Water-to-Air Geothermal Heat Pump | FALSE | 0.3206 | Lodging | GA, Bibb County | 200001_400000 | Zone-by-Zone | gen2_t8_halogen | Georgia | 28.1551 | E: Lodging with Zone-by-Zone Systems | 0.00080982 | 0.00092198 | 0 | 0 | 0 | 0.0032003 | 0.0011935 | 0.00079068 | 2.2398e-05 | 0.00061164 | 0.0016462 | 0.0011689 | 0.00060623 | 0 | 0 | 0.0048465 | 0.0023624 | 0.00079068 | 2.2398e-05 | 0.0012179 | 0.0092399 | 96179.6461
12981 | hvac_0017 | Console Water-to-Air Geothermal Heat Pump | TRUE | 1.7104 | Lodging | GA, Bibb County | 30001_40000 | Zone-by-Zone | gen5_led | Georgia | 21.3604 | E: Lodging with Zone-by-Zone Systems | 0.00045805 | 0.00049084 | 0 | 0 | 0 | 0.0014888 | 0.0010908 | 0.00056276 | 0 | 0.00066482 | 0 | 0.00055587 | 0 | 0 | 0 | 0.0014888 | 0.0016467 | 0.00056276 | 0 | 0.00066482 | 0.0043631 | 59863.3427
12982 | hvac_0017 | Console Water-to-Air Geothermal Heat Pump | TRUE | 0.54036 | Lodging | GA, Bibb County | 100001_150000 | Zone-by-Zone | gen2_t8_halogen | Georgia | 22.807 | E: Lodging with Zone-by-Zone Systems | 0.00054646 | 0.00059145 | 0 | 0 | 0 | 0.0016974 | 0.0012917 | 0.0010059 | 0 | 0.00059384 | 0 | 0.00066748 | 0 | 0 | 0 | 0.0016974 | 0.0019592 | 0.0010059 | 0 | 0.00059384 | 0.0052564 | 67544.7781
12984 | hvac_0017 | Console Water-to-Air Geothermal Heat Pump | TRUE | 3.7592 | Lodging | GA, Bibb County | 3001_8000 | Zone-by-Zone | gen2_t8_halogen | Georgia | 26.2409 | E: Lodging with Zone-by-Zone Systems | 0.00018807 | 0.00020866 | 0 | 0 | 0 | 0.00077064 | 0.00030428 | 0.00026409 | 0 | 0.00028408 | 0 | 0.00022821 | 0 | 0 | 0 | 0.00077064 | 0.00053249 | 0.00026409 | 0 | 0.00028408 | 0.0018512 | 20675.3859
12985 | hvac_0017 | Console Water-to-Air Geothermal Heat Pump | TRUE | 7.2478 | Lodging | GA, Bibb County | 8001_12000 | Zone-by-Zone | gen2_t8_halogen | Georgia | 22.6083 | E: Lodging with Zone-by-Zone Systems | 0.00059717 | 0.00063296 | 0 | 0 | 0 | 0.0015316 | 0.0013697 | 0.0012691 | 0 | 0.00078409 | 0 | 0.00063653 | 0 | 0 | 0 | 0.0015316 | 0.0020063 | 0.0012691 | 0 | 0.00078409 | 0.0055911 | 72477.6153
12986 | hvac_0017 | Console Water-to-Air Geothermal Heat Pump | TRUE | 1.1712 | Lodging | GA, Bibb County | 70001_80000 | Zone-by-Zone | gen1_t12_incandescent | Georgia | 26.3613 | E: Lodging with Zone-by-Zone Systems | 0.00081587 | 0.00089727 | 0 | 0 | 0 | 0.00249 | 0.0018806 | 0.0019031 | 0 | 0.00078198 | 0 | 0.00084511 | 0 | 0 | 0 | 0.00249 | 0.0027257 | 0.0019031 | 0 | 0.00078198 | 0.0079007 | 87836.5188
12987 | hvac_0017 | Console Water-to-Air Geothermal Heat Pump | TRUE | 3.1437 | Lodging | GA, Bibb County | 12001_30000 | Zone-by-Zone | gen1_t12_incandescent | Georgia | 26.9123 | E: Lodging with Zone-by-Zone Systems | 0.0006622 | 0.00069142 | 0 | 0 | 0 | 0.0018842 | 0.001396 | 0.0015273 | 0 | 0.00066246 | 0 | 0.00059226 | 0 | 0 | 0 | 0.0018842 | 0.0019883 | 0.0015273 | 0 | 0.00066246 | 0.0060623 | 66017.1399
12988 | hvac_0017 | Console Water-to-Air Geothermal Heat Pump | TRUE | 0.54993 | Lodging | GA, Bibb County | 52001_64000 | Zone-by-Zone | gen2_t8_halogen | Georgia | 25.511 | E: Lodging with Zone-by-Zone Systems | 0.00027611 | 0.0002944 | 0 | 0 | 0 | 0.00081516 | 0.00070975 | 0.00055507 | 0 | 0 | 0 | 0.00033651 | 0.00035995 | 0 | 0 | 0.00081516 | 0.0010463 | 0.00055507 | 0 | 0.00035995 | 0.0027765 | 31895.9193
12991 | hvac_0017 | Console Water-to-Air Geothermal Heat Pump | TRUE | 2.7389 | Lodging | GA, Bibb County | 40001_52000 | Zone-by-Zone | gen2_t8_halogen | Georgia | 22.8328 | E: Lodging with Zone-by-Zone Systems | 0.0010255 | 0.0011121 | 0 | 0 | 0 | 0.0031111 | 0.0023271 | 0.0021339 | 0 | 0.0011438 | 0 | 0.0010997 | 0 | 0 | 0 | 0.0031111 | 0.0034269 | 0.0021339 | 0 | 0.0011438 | 0.0098157 | 125989.9822
25221 | hvac_0017 | Console Water-to-Air Geothermal Heat Pump | TRUE | 0.578 | Lodging | GA, Bibb County | 64001_70000 | Zone-by-Zone | gen1_t12_incandescent | Georgia | 28.8587 | E: Lodging with Zone-by-Zone Systems | 0.00037653 | 0.00040051 | 0 | 0 | 0 | 0.0011646 | 0.0007097 | 0.0006085 | 4.008e-05 | 0.00026066 | 0 | 0.00079917 | 0.00023063 | 0 | 0 | 0.0011646 | 0.0015089 | 0.0006085 | 4.008e-05 | 0.00049129 | 0.0038134 | 38726.0629
25222 | hvac_0017 | Console Water-to-Air Geothermal Heat Pump | TRUE | 0.16378 | Lodging | GA, Bibb County | 80001_100000 | Zone-by-Zone | gen2_t8_halogen | Georgia | 24.9454 | E: Lodging with Zone-by-Zone Systems | 0.00012617 | 0.00013764 | 0 | 0 | 0 | 0.00056283 | 0.00021392 | 0.00012973 | 1.0995e-05 | 0.00011035 | 0 | 0.00013197 | 9.4855e-05 | 0 | 0 | 0.00056283 | 0.00034589 | 0.00012973 | 1.0995e-05 | 0.0002052 | 0.0012547 | 14740.3499
59061 | hvac_0017 | Console Water-to-Air Geothermal Heat Pump | FALSE | 0.19236 | Lodging | GA, Bibb County | 400001_600000 | Zone-by-Zone | gen2_t8_halogen | Georgia | 27.4775 | E: Lodging with Zone-by-Zone Systems | 0.00081599 | 0.00092038 | 0 | 0 | 0 | 0.0036444 | 0.0010491 | 0.000687 | 1.3169e-05 | 0.00067815 | 0.0017857 | 0.00053782 | 0.00062212 | 0 | 0 | 0.0054301 | 0.001587 | 0.000687 | 1.3169e-05 | 0.0013003 | 0.0090175 | 96179.6461
59067 | hvac_0017 | Console Water-to-Air Geothermal Heat Pump | FALSE | 0.3206 | Lodging | GA, Bibb County | 200001_400000 | Zone-by-Zone | gen2_t8_halogen | Georgia | 28.1551 | E: Lodging with Zone-by-Zone Systems | 0.00080982 | 0.00092198 | 0 | 0 | 0 | 0.0032003 | 0.0011935 | 0.00079068 | 2.2398e-05 | 0.00061164 | 0.0016462 | 0.0011689 | 0.00060623 | 0 | 0 | 0.0048465 | 0.0023624 | 0.00079068 | 2.2398e-05 | 0.0012179 | 0.0092399 | 96179.6461
12981 | hvac_0018 | Standard Performance HP RTU, Electric Backup | FALSE | 1.7104 | Lodging | GA, Bibb County | 30001_40000 | Zone-by-Zone | gen5_led | Georgia | 20.2669 | E: Lodging with Zone-by-Zone Systems | 0.00043156 | 0.00046423 | 0 | 0 | 0 | 0.0012655 | 0.0010908 | 0.00056276 | 0 | 0.00066482 | 0 | 0.00055587 | 0 | 0 | 0 | 0.0012655 | 0.0016467 | 0.00056276 | 0 | 0.00066482 | 0.0041398 | 59863.3427
12982 | hvac_0018 | Standard Performance HP RTU, Electric Backup | FALSE | 0.54036 | Lodging | GA, Bibb County | 100001_150000 | Zone-by-Zone | gen2_t8_halogen | Georgia | 22.4823 | E: Lodging with Zone-by-Zone Systems | 0.00053222 | 0.00058253 | 0 | 0 | 0 | 0.0016226 | 0.0012917 | 0.0010059 | 0 | 0.00059384 | 0 | 0.00066748 | 0 | 0 | 0 | 0.0016226 | 0.0019592 | 0.0010059 | 0 | 0.00059384 | 0.0051816 | 67544.7781
12984 | hvac_0018 | Standard Performance HP RTU, Electric Backup | FALSE | 3.7592 | Lodging | GA, Bibb County | 3001_8000 | Zone-by-Zone | gen2_t8_halogen | Georgia | 23.7995 | E: Lodging with Zone-by-Zone Systems | 0.00016549 | 0.00018814 | 0 | 0 | 0 | 0.00059833 | 0.00030428 | 0.00026409 | 0 | 0.00028408 | 0 | 0.00022821 | 0 | 0 | 0 | 0.00059833 | 0.00053249 | 0.00026409 | 0 | 0.00028408 | 0.001679 | 20675.3859
12985 | hvac_0018 | Standard Performance HP RTU, Electric Backup | FALSE | 7.2478 | Lodging | GA, Bibb County | 8001_12000 | Zone-by-Zone | gen2_t8_halogen | Georgia | 22.0664 | E: Lodging with Zone-by-Zone Systems | 0.00057965 | 0.00061699 | 0 | 0 | 0 | 0.0013976 | 0.0013697 | 0.0012691 | 0 | 0.00078409 | 0 | 0.00063653 | 0 | 0 | 0 | 0.0013976 | 0.0020063 | 0.0012691 | 0 | 0.00078409 | 0.0054571 | 72477.6153
12986 | hvac_0018 | Standard Performance HP RTU, Electric Backup | FALSE | 1.1712 | Lodging | GA, Bibb County | 70001_80000 | Zone-by-Zone | gen1_t12_incandescent | Georgia | 26.3233 | E: Lodging with Zone-by-Zone Systems | 0.0008001 | 0.00089592 | 0 | 0 | 0 | 0.0024786 | 0.0018806 | 0.0019031 | 0 | 0.00078198 | 0 | 0.00084511 | 0 | 0 | 0 | 0.0024786 | 0.0027257 | 0.0019031 | 0 | 0.00078198 | 0.0078894 | 87836.5188
12987 | hvac_0018 | Standard Performance HP RTU, Electric Backup | FALSE | 3.1437 | Lodging | GA, Bibb County | 12001_30000 | Zone-by-Zone | gen1_t12_incandescent | Georgia | 26.9731 | E: Lodging with Zone-by-Zone Systems | 0.00066074 | 0.00069305 | 0 | 0 | 0 | 0.0018979 | 0.001396 | 0.0015273 | 0 | 0.00066243 | 0 | 0.00059226 | 0 | 0 | 0 | 0.0018979 | 0.0019883 | 0.0015273 | 0 | 0.00066243 | 0.006076 | 66017.1399
12988 | hvac_0018 | Standard Performance HP RTU, Electric Backup | FALSE | 0.54993 | Lodging | GA, Bibb County | 52001_64000 | Zone-by-Zone | gen2_t8_halogen | Georgia | 25.4626 | E: Lodging with Zone-by-Zone Systems | 0.0002705 | 0.00029377 | 0 | 0 | 0 | 0.00080989 | 0.00070975 | 0.00055507 | 0 | 0 | 0 | 0.00033651 | 0.00035995 | 0 | 0 | 0.00080989 | 0.0010463 | 0.00055507 | 0 | 0.00035995 | 0.0027712 | 31895.9193
12991 | hvac_0018 | Standard Performance HP RTU, Electric Backup | FALSE | 2.7389 | Lodging | GA, Bibb County | 40001_52000 | Zone-by-Zone | gen2_t8_halogen | Georgia | 22.341 | E: Lodging with Zone-by-Zone Systems | 0.0009795 | 0.0010869 | 0 | 0 | 0 | 0.0028996 | 0.0023271 | 0.0021339 | 0 | 0.0011438 | 0 | 0.0010997 | 0 | 0 | 0 | 0.0028996 | 0.0034269 | 0.0021339 | 0 | 0.0011438 | 0.0096043 | 125989.9822
25221 | hvac_0018 | Standard Performance HP RTU, Electric Backup | FALSE | 0.578 | Lodging | GA, Bibb County | 64001_70000 | Zone-by-Zone | gen1_t12_incandescent | Georgia | 27.6604 | E: Lodging with Zone-by-Zone Systems | 0.00035556 | 0.00038165 | 0 | 0 | 0 | 0.0010062 | 0.0007097 | 0.0006085 | 4.0189e-05 | 0.00026065 | 0 | 0.00079917 | 0.00023063 | 0 | 0 | 0.0010062 | 0.0015089 | 0.0006085 | 4.0189e-05 | 0.00049128 | 0.003655 | 38726.0629
25222 | hvac_0018 | Standard Performance HP RTU, Electric Backup | FALSE | 0.16378 | Lodging | GA, Bibb County | 80001_100000 | Zone-by-Zone | gen2_t8_halogen | Georgia | 21.0673 | E: Lodging with Zone-by-Zone Systems | 9.9278e-05 | 0.0001144 | 0 | 0 | 0 | 0.00036765 | 0.00021392 | 0.00012973 | 1.1126e-05 | 0.00011035 | 0 | 0.00013197 | 9.4855e-05 | 0 | 0 | 0.00036765 | 0.00034589 | 0.00012973 | 1.1126e-05 | 0.0002052 | 0.0010596 | 14740.3499
59061 | hvac_0018 | Standard Performance HP RTU, Electric Backup | FALSE | 0.19236 | Lodging | GA, Bibb County | 400001_600000 | Zone-by-Zone | gen2_t8_halogen | Georgia | 27.4775 | E: Lodging with Zone-by-Zone Systems | 0.00081599 | 0.00092038 | 0 | 0 | 0 | 0.0036444 | 0.0010491 | 0.000687 | 1.3169e-05 | 0.00067815 | 0.0017857 | 0.00053782 | 0.00062212 | 0 | 0 | 0.0054301 | 0.001587 | 0.000687 | 1.3169e-05 | 0.0013003 | 0.0090175 | 96179.6461
59067 | hvac_0018 | Standard Performance HP RTU, Electric Backup | FALSE | 0.3206 | Lodging | GA, Bibb County | 200001_400000 | Zone-by-Zone | gen2_t8_halogen | Georgia | 28.1551 | E: Lodging with Zone-by-Zone Systems | 0.00080982 | 0.00092198 | 0 | 0 | 0 | 0.0032003 | 0.0011935 | 0.00079068 | 2.2398e-05 | 0.00061164 | 0.0016462 | 0.0011689 | 0.00060623 | 0 | 0 | 0.0048465 | 0.0023624 | 0.00079068 | 2.2398e-05 | 0.0012179 | 0.0092399 | 96179.6461
12981 | hvac_0019 | Standard Performance HP RTU, Electric Backup + Roof Insulation | FALSE | 1.7104 | Lodging | GA, Bibb County | 30001_40000 | Zone-by-Zone | gen5_led | Georgia | 20.2669 | E: Lodging with Zone-by-Zone Systems | 0.00043156 | 0.00046423 | 0 | 0 | 0 | 0.0012655 | 0.0010908 | 0.00056276 | 0 | 0.00066482 | 0 | 0.00055587 | 0 | 0 | 0 | 0.0012655 | 0.0016467 | 0.00056276 | 0 | 0.00066482 | 0.0041398 | 59863.3427
12982 | hvac_0019 | Standard Performance HP RTU, Electric Backup + Roof Insulation | FALSE | 0.54036 | Lodging | GA, Bibb County | 100001_150000 | Zone-by-Zone | gen2_t8_halogen | Georgia | 22.4823 | E: Lodging with Zone-by-Zone Systems | 0.00053222 | 0.00058253 | 0 | 0 | 0 | 0.0016226 | 0.0012917 | 0.0010059 | 0 | 0.00059384 | 0 | 0.00066748 | 0 | 0 | 0 | 0.0016226 | 0.0019592 | 0.0010059 | 0 | 0.00059384 | 0.0051816 | 67544.7781
12984 | hvac_0019 | Standard Performance HP RTU, Electric Backup + Roof Insulation | FALSE | 3.7592 | Lodging | GA, Bibb County | 3001_8000 | Zone-by-Zone | gen2_t8_halogen | Georgia | 23.7995 | E: Lodging with Zone-by-Zone Systems | 0.00016549 | 0.00018814 | 0 | 0 | 0 | 0.00059833 | 0.00030428 | 0.00026409 | 0 | 0.00028408 | 0 | 0.00022821 | 0 | 0 | 0 | 0.00059833 | 0.00053249 | 0.00026409 | 0 | 0.00028408 | 0.001679 | 20675.3859
12985 | hvac_0019 | Standard Performance HP RTU, Electric Backup + Roof Insulation | FALSE | 7.2478 | Lodging | GA, Bibb County | 8001_12000 | Zone-by-Zone | gen2_t8_halogen | Georgia | 22.0664 | E: Lodging with Zone-by-Zone Systems | 0.00057965 | 0.00061699 | 0 | 0 | 0 | 0.0013976 | 0.0013697 | 0.0012691 | 0 | 0.00078409 | 0 | 0.00063653 | 0 | 0 | 0 | 0.0013976 | 0.0020063 | 0.0012691 | 0 | 0.00078409 | 0.0054571 | 72477.6153
12986 | hvac_0019 | Standard Performance HP RTU, Electric Backup + Roof Insulation | FALSE | 1.1712 | Lodging | GA, Bibb County | 70001_80000 | Zone-by-Zone | gen1_t12_incandescent | Georgia | 26.3233 | E: Lodging with Zone-by-Zone Systems | 0.0008001 | 0.00089592 | 0 | 0 | 0 | 0.0024786 | 0.0018806 | 0.0019031 | 0 | 0.00078198 | 0 | 0.00084511 | 0 | 0 | 0 | 0.0024786 | 0.0027257 | 0.0019031 | 0 | 0.00078198 | 0.0078894 | 87836.5188
12987 | hvac_0019 | Standard Performance HP RTU, Electric Backup + Roof Insulation | FALSE | 3.1437 | Lodging | GA, Bibb County | 12001_30000 | Zone-by-Zone | gen1_t12_incandescent | Georgia | 26.9731 | E: Lodging with Zone-by-Zone Systems | 0.00066074 | 0.00069305 | 0 | 0 | 0 | 0.0018979 | 0.001396 | 0.0015273 | 0 | 0.00066243 | 0 | 0.00059226 | 0 | 0 | 0 | 0.0018979 | 0.0019883 | 0.0015273 | 0 | 0.00066243 | 0.006076 | 66017.1399
12988 | hvac_0019 | Standard Performance HP RTU, Electric Backup + Roof Insulation | FALSE | 0.54993 | Lodging | GA, Bibb County | 52001_64000 | Zone-by-Zone | gen2_t8_halogen | Georgia | 25.4626 | E: Lodging with Zone-by-Zone Systems | 0.0002705 | 0.00029377 | 0 | 0 | 0 | 0.00080989 | 0.00070975 | 0.00055507 | 0 | 0 | 0 | 0.00033651 | 0.00035995 | 0 | 0 | 0.00080989 | 0.0010463 | 0.00055507 | 0 | 0.00035995 | 0.0027712 | 31895.9193
12991 | hvac_0019 | Standard Performance HP RTU, Electric Backup + Roof Insulation | FALSE | 2.7389 | Lodging | GA, Bibb County | 40001_52000 | Zone-by-Zone | gen2_t8_halogen | Georgia | 22.341 | E: Lodging with Zone-by-Zone Systems | 0.0009795 | 0.0010869 | 0 | 0 | 0 | 0.0028996 | 0.0023271 | 0.0021339 | 0 | 0.0011438 | 0 | 0.0010997 | 0 | 0 | 0 | 0.0028996 | 0.0034269 | 0.0021339 | 0 | 0.0011438 | 0.0096043 | 125989.9822
25221 | hvac_0019 | Standard Performance HP RTU, Electric Backup + Roof Insulation | FALSE | 0.578 | Lodging | GA, Bibb County | 64001_70000 | Zone-by-Zone | gen1_t12_incandescent | Georgia | 27.6604 | E: Lodging with Zone-by-Zone Systems | 0.00035556 | 0.00038165 | 0 | 0 | 0 | 0.0010062 | 0.0007097 | 0.0006085 | 4.0189e-05 | 0.00026065 | 0 | 0.00079917 | 0.00023063 | 0 | 0 | 0.0010062 | 0.0015089 | 0.0006085 | 4.0189e-05 | 0.00049128 | 0.003655 | 38726.0629
25222 | hvac_0019 | Standard Performance HP RTU, Electric Backup + Roof Insulation | FALSE | 0.16378 | Lodging | GA, Bibb County | 80001_100000 | Zone-by-Zone | gen2_t8_halogen | Georgia | 21.0673 | E: Lodging with Zone-by-Zone Systems | 9.9278e-05 | 0.0001144 | 0 | 0 | 0 | 0.00036765 | 0.00021392 | 0.00012973 | 1.1126e-05 | 0.00011035 | 0 | 0.00013197 | 9.4855e-05 | 0 | 0 | 0.00036765 | 0.00034589 | 0.00012973 | 1.1126e-05 | 0.0002052 | 0.0010596 | 14740.3499
59061 | hvac_0019 | Standard Performance HP RTU, Electric Backup + Roof Insulation | FALSE | 0.19236 | Lodging | GA, Bibb County | 400001_600000 | Zone-by-Zone | gen2_t8_halogen | Georgia | 27.4775 | E: Lodging with Zone-by-Zone Systems | 0.00081599 | 0.00092038 | 0 | 0 | 0 | 0.0036444 | 0.0010491 | 0.000687 | 1.3169e-05 | 0.00067815 | 0.0017857 | 0.00053782 | 0.00062212 | 0 | 0 | 0.0054301 | 0.001587 | 0.000687 | 1.3169e-05 | 0.0013003 | 0.0090175 | 96179.6461
59067 | hvac_0019 | Standard Performance HP RTU, Electric Backup + Roof Insulation | FALSE | 0.3206 | Lodging | GA, Bibb County | 200001_400000 | Zone-by-Zone | gen2_t8_halogen | Georgia | 28.1551 | E: Lodging with Zone-by-Zone Systems | 0.00080982 | 0.00092198 | 0 | 0 | 0 | 0.0032003 | 0.0011935 | 0.00079068 | 2.2398e-05 | 0.00061164 | 0.0016462 | 0.0011689 | 0.00060623 | 0 | 0 | 0.0048465 | 0.0023624 | 0.00079068 | 2.2398e-05 | 0.0012179 | 0.0092399 | 96179.6461
12981 | hvac_0020 | Standard Performance HP RTU, Electric Backup, 32F Minimum Compressor Lockout | FALSE | 1.7104 | Lodging | GA, Bibb County | 30001_40000 | Zone-by-Zone | gen5_led | Georgia | 20.2669 | E: Lodging with Zone-by-Zone Systems | 0.00043156 | 0.00046423 | 0 | 0 | 0 | 0.0012655 | 0.0010908 | 0.00056276 | 0 | 0.00066482 | 0 | 0.00055587 | 0 | 0 | 0 | 0.0012655 | 0.0016467 | 0.00056276 | 0 | 0.00066482 | 0.0041398 | 59863.3427
12982 | hvac_0020 | Standard Performance HP RTU, Electric Backup, 32F Minimum Compressor Lockout | FALSE | 0.54036 | Lodging | GA, Bibb County | 100001_150000 | Zone-by-Zone | gen2_t8_halogen | Georgia | 22.4823 | E: Lodging with Zone-by-Zone Systems | 0.00053222 | 0.00058253 | 0 | 0 | 0 | 0.0016226 | 0.0012917 | 0.0010059 | 0 | 0.00059384 | 0 | 0.00066748 | 0 | 0 | 0 | 0.0016226 | 0.0019592 | 0.0010059 | 0 | 0.00059384 | 0.0051816 | 67544.7781
12984 | hvac_0020 | Standard Performance HP RTU, Electric Backup, 32F Minimum Compressor Lockout | FALSE | 3.7592 | Lodging | GA, Bibb County | 3001_8000 | Zone-by-Zone | gen2_t8_halogen | Georgia | 23.7995 | E: Lodging with Zone-by-Zone Systems | 0.00016549 | 0.00018814 | 0 | 0 | 0 | 0.00059833 | 0.00030428 | 0.00026409 | 0 | 0.00028408 | 0 | 0.00022821 | 0 | 0 | 0 | 0.00059833 | 0.00053249 | 0.00026409 | 0 | 0.00028408 | 0.001679 | 20675.3859
12985 | hvac_0020 | Standard Performance HP RTU, Electric Backup, 32F Minimum Compressor Lockout | FALSE | 7.2478 | Lodging | GA, Bibb County | 8001_12000 | Zone-by-Zone | gen2_t8_halogen | Georgia | 22.0664 | E: Lodging with Zone-by-Zone Systems | 0.00057965 | 0.00061699 | 0 | 0 | 0 | 0.0013976 | 0.0013697 | 0.0012691 | 0 | 0.00078409 | 0 | 0.00063653 | 0 | 0 | 0 | 0.0013976 | 0.0020063 | 0.0012691 | 0 | 0.00078409 | 0.0054571 | 72477.6153
12986 | hvac_0020 | Standard Performance HP RTU, Electric Backup, 32F Minimum Compressor Lockout | FALSE | 1.1712 | Lodging | GA, Bibb County | 70001_80000 | Zone-by-Zone | gen1_t12_incandescent | Georgia | 26.3233 | E: Lodging with Zone-by-Zone Systems | 0.0008001 | 0.00089592 | 0 | 0 | 0 | 0.0024786 | 0.0018806 | 0.0019031 | 0 | 0.00078198 | 0 | 0.00084511 | 0 | 0 | 0 | 0.0024786 | 0.0027257 | 0.0019031 | 0 | 0.00078198 | 0.0078894 | 87836.5188
12987 | hvac_0020 | Standard Performance HP RTU, Electric Backup, 32F Minimum Compressor Lockout | FALSE | 3.1437 | Lodging | GA, Bibb County | 12001_30000 | Zone-by-Zone | gen1_t12_incandescent | Georgia | 26.9731 | E: Lodging with Zone-by-Zone Systems | 0.00066074 | 0.00069305 | 0 | 0 | 0 | 0.0018979 | 0.001396 | 0.0015273 | 0 | 0.00066243 | 0 | 0.00059226 | 0 | 0 | 0 | 0.0018979 | 0.0019883 | 0.0015273 | 0 | 0.00066243 | 0.006076 | 66017.1399
12988 | hvac_0020 | Standard Performance HP RTU, Electric Backup, 32F Minimum Compressor Lockout | FALSE | 0.54993 | Lodging | GA, Bibb County | 52001_64000 | Zone-by-Zone | gen2_t8_halogen | Georgia | 25.4626 | E: Lodging with Zone-by-Zone Systems | 0.0002705 | 0.00029377 | 0 | 0 | 0 | 0.00080989 | 0.00070975 | 0.00055507 | 0 | 0 | 0 | 0.00033651 | 0.00035995 | 0 | 0 | 0.00080989 | 0.0010463 | 0.00055507 | 0 | 0.00035995 | 0.0027712 | 31895.9193
12991 | hvac_0020 | Standard Performance HP RTU, Electric Backup, 32F Minimum Compressor Lockout | FALSE | 2.7389 | Lodging | GA, Bibb County | 40001_52000 | Zone-by-Zone | gen2_t8_halogen | Georgia | 22.341 | E: Lodging with Zone-by-Zone Systems | 0.0009795 | 0.0010869 | 0 | 0 | 0 | 0.0028996 | 0.0023271 | 0.0021339 | 0 | 0.0011438 | 0 | 0.0010997 | 0 | 0 | 0 | 0.0028996 | 0.0034269 | 0.0021339 | 0 | 0.0011438 | 0.0096043 | 125989.9822
25221 | hvac_0020 | Standard Performance HP RTU, Electric Backup, 32F Minimum Compressor Lockout | FALSE | 0.578 | Lodging | GA, Bibb County | 64001_70000 | Zone-by-Zone | gen1_t12_incandescent | Georgia | 27.6604 | E: Lodging with Zone-by-Zone Systems | 0.00035556 | 0.00038165 | 0 | 0 | 0 | 0.0010062 | 0.0007097 | 0.0006085 | 4.0189e-05 | 0.00026065 | 0 | 0.00079917 | 0.00023063 | 0 | 0 | 0.0010062 | 0.0015089 | 0.0006085 | 4.0189e-05 | 0.00049128 | 0.003655 | 38726.0629
25222 | hvac_0020 | Standard Performance HP RTU, Electric Backup, 32F Minimum Compressor Lockout | FALSE | 0.16378 | Lodging | GA, Bibb County | 80001_100000 | Zone-by-Zone | gen2_t8_halogen | Georgia | 21.0673 | E: Lodging with Zone-by-Zone Systems | 9.9278e-05 | 0.0001144 | 0 | 0 | 0 | 0.00036765 | 0.00021392 | 0.00012973 | 1.1126e-05 | 0.00011035 | 0 | 0.00013197 | 9.4855e-05 | 0 | 0 | 0.00036765 | 0.00034589 | 0.00012973 | 1.1126e-05 | 0.0002052 | 0.0010596 | 14740.3499
59061 | hvac_0020 | Standard Performance HP RTU, Electric Backup, 32F Minimum Compressor Lockout | FALSE | 0.19236 | Lodging | GA, Bibb County | 400001_600000 | Zone-by-Zone | gen2_t8_halogen | Georgia | 27.4775 | E: Lodging with Zone-by-Zone Systems | 0.00081599 | 0.00092038 | 0 | 0 | 0 | 0.0036444 | 0.0010491 | 0.000687 | 1.3169e-05 | 0.00067815 | 0.0017857 | 0.00053782 | 0.00062212 | 0 | 0 | 0.0054301 | 0.001587 | 0.000687 | 1.3169e-05 | 0.0013003 | 0.0090175 | 96179.6461
59067 | hvac_0020 | Standard Performance HP RTU, Electric Backup, 32F Minimum Compressor Lockout | FALSE | 0.3206 | Lodging | GA, Bibb County | 200001_400000 | Zone-by-Zone | gen2_t8_halogen | Georgia | 28.1551 | E: Lodging with Zone-by-Zone Systems | 0.00080982 | 0.00092198 | 0 | 0 | 0 | 0.0032003 | 0.0011935 | 0.00079068 | 2.2398e-05 | 0.00061164 | 0.0016462 | 0.0011689 | 0.00060623 | 0 | 0 | 0.0048465 | 0.0023624 | 0.00079068 | 2.2398e-05 | 0.0012179 | 0.0092399 | 96179.6461
12981 | hvac_0021 | Cold Climate Challenge HP RTU, Electric Backup | FALSE | 1.7104 | Lodging | GA, Bibb County | 30001_40000 | Zone-by-Zone | gen5_led | Georgia | 20.2669 | E: Lodging with Zone-by-Zone Systems | 0.00043156 | 0.00046423 | 0 | 0 | 0 | 0.0012655 | 0.0010908 | 0.00056276 | 0 | 0.00066482 | 0 | 0.00055587 | 0 | 0 | 0 | 0.0012655 | 0.0016467 | 0.00056276 | 0 | 0.00066482 | 0.0041398 | 59863.3427
12982 | hvac_0021 | Cold Climate Challenge HP RTU, Electric Backup | FALSE | 0.54036 | Lodging | GA, Bibb County | 100001_150000 | Zone-by-Zone | gen2_t8_halogen | Georgia | 22.4823 | E: Lodging with Zone-by-Zone Systems | 0.00053222 | 0.00058253 | 0 | 0 | 0 | 0.0016226 | 0.0012917 | 0.0010059 | 0 | 0.00059384 | 0 | 0.00066748 | 0 | 0 | 0 | 0.0016226 | 0.0019592 | 0.0010059 | 0 | 0.00059384 | 0.0051816 | 67544.7781
12984 | hvac_0021 | Cold Climate Challenge HP RTU, Electric Backup | FALSE | 3.7592 | Lodging | GA, Bibb County | 3001_8000 | Zone-by-Zone | gen2_t8_halogen | Georgia | 23.7995 | E: Lodging with Zone-by-Zone Systems | 0.00016549 | 0.00018814 | 0 | 0 | 0 | 0.00059833 | 0.00030428 | 0.00026409 | 0 | 0.00028408 | 0 | 0.00022821 | 0 | 0 | 0 | 0.00059833 | 0.00053249 | 0.00026409 | 0 | 0.00028408 | 0.001679 | 20675.3859
12985 | hvac_0021 | Cold Climate Challenge HP RTU, Electric Backup | FALSE | 7.2478 | Lodging | GA, Bibb County | 8001_12000 | Zone-by-Zone | gen2_t8_halogen | Georgia | 22.0664 | E: Lodging with Zone-by-Zone Systems | 0.00057965 | 0.00061699 | 0 | 0 | 0 | 0.0013976 | 0.0013697 | 0.0012691 | 0 | 0.00078409 | 0 | 0.00063653 | 0 | 0 | 0 | 0.0013976 | 0.0020063 | 0.0012691 | 0 | 0.00078409 | 0.0054571 | 72477.6153
12986 | hvac_0021 | Cold Climate Challenge HP RTU, Electric Backup | FALSE | 1.1712 | Lodging | GA, Bibb County | 70001_80000 | Zone-by-Zone | gen1_t12_incandescent | Georgia | 26.3233 | E: Lodging with Zone-by-Zone Systems | 0.0008001 | 0.00089592 | 0 | 0 | 0 | 0.0024786 | 0.0018806 | 0.0019031 | 0 | 0.00078198 | 0 | 0.00084511 | 0 | 0 | 0 | 0.0024786 | 0.0027257 | 0.0019031 | 0 | 0.00078198 | 0.0078894 | 87836.5188
12987 | hvac_0021 | Cold Climate Challenge HP RTU, Electric Backup | FALSE | 3.1437 | Lodging | GA, Bibb County | 12001_30000 | Zone-by-Zone | gen1_t12_incandescent | Georgia | 26.9731 | E: Lodging with Zone-by-Zone Systems | 0.00066074 | 0.00069305 | 0 | 0 | 0 | 0.0018979 | 0.001396 | 0.0015273 | 0 | 0.00066243 | 0 | 0.00059226 | 0 | 0 | 0 | 0.0018979 | 0.0019883 | 0.0015273 | 0 | 0.00066243 | 0.006076 | 66017.1399
12988 | hvac_0021 | Cold Climate Challenge HP RTU, Electric Backup | FALSE | 0.54993 | Lodging | GA, Bibb County | 52001_64000 | Zone-by-Zone | gen2_t8_halogen | Georgia | 25.4626 | E: Lodging with Zone-by-Zone Systems | 0.0002705 | 0.00029377 | 0 | 0 | 0 | 0.00080989 | 0.00070975 | 0.00055507 | 0 | 0 | 0 | 0.00033651 | 0.00035995 | 0 | 0 | 0.00080989 | 0.0010463 | 0.00055507 | 0 | 0.00035995 | 0.0027712 | 31895.9193
12991 | hvac_0021 | Cold Climate Challenge HP RTU, Electric Backup | FALSE | 2.7389 | Lodging | GA, Bibb County | 40001_52000 | Zone-by-Zone | gen2_t8_halogen | Georgia | 22.341 | E: Lodging with Zone-by-Zone Systems | 0.0009795 | 0.0010869 | 0 | 0 | 0 | 0.0028996 | 0.0023271 | 0.0021339 | 0 | 0.0011438 | 0 | 0.0010997 | 0 | 0 | 0 | 0.0028996 | 0.0034269 | 0.0021339 | 0 | 0.0011438 | 0.0096043 | 125989.9822
25221 | hvac_0021 | Cold Climate Challenge HP RTU, Electric Backup | FALSE | 0.578 | Lodging | GA, Bibb County | 64001_70000 | Zone-by-Zone | gen1_t12_incandescent | Georgia | 27.6604 | E: Lodging with Zone-by-Zone Systems | 0.00035556 | 0.00038165 | 0 | 0 | 0 | 0.0010062 | 0.0007097 | 0.0006085 | 4.0189e-05 | 0.00026065 | 0 | 0.00079917 | 0.00023063 | 0 | 0 | 0.0010062 | 0.0015089 | 0.0006085 | 4.0189e-05 | 0.00049128 | 0.003655 | 38726.0629
25222 | hvac_0021 | Cold Climate Challenge HP RTU, Electric Backup | FALSE | 0.16378 | Lodging | GA, Bibb County | 80001_100000 | Zone-by-Zone | gen2_t8_halogen | Georgia | 21.0673 | E: Lodging with Zone-by-Zone Systems | 9.9278e-05 | 0.0001144 | 0 | 0 | 0 | 0.00036765 | 0.00021392 | 0.00012973 | 1.1126e-05 | 0.00011035 | 0 | 0.00013197 | 9.4855e-05 | 0 | 0 | 0.00036765 | 0.00034589 | 0.00012973 | 1.1126e-05 | 0.0002052 | 0.0010596 | 14740.3499
59061 | hvac_0021 | Cold Climate Challenge HP RTU, Electric Backup | FALSE | 0.19236 | Lodging | GA, Bibb County | 400001_600000 | Zone-by-Zone | gen2_t8_halogen | Georgia | 27.4775 | E: Lodging with Zone-by-Zone Systems | 0.00081599 | 0.00092038 | 0 | 0 | 0 | 0.0036444 | 0.0010491 | 0.000687 | 1.3169e-05 | 0.00067815 | 0.0017857 | 0.00053782 | 0.00062212 | 0 | 0 | 0.0054301 | 0.001587 | 0.000687 | 1.3169e-05 | 0.0013003 | 0.0090175 | 96179.6461
59067 | hvac_0021 | Cold Climate Challenge HP RTU, Electric Backup | FALSE | 0.3206 | Lodging | GA, Bibb County | 200001_400000 | Zone-by-Zone | gen2_t8_halogen | Georgia | 28.1551 | E: Lodging with Zone-by-Zone Systems | 0.00080982 | 0.00092198 | 0 | 0 | 0 | 0.0032003 | 0.0011935 | 0.00079068 | 2.2398e-05 | 0.00061164 | 0.0016462 | 0.0011689 | 0.00060623 | 0 | 0 | 0.0048465 | 0.0023624 | 0.00079068 | 2.2398e-05 | 0.0012179 | 0.0092399 | 96179.6461
12981 | hvac_0022 | Ideal Thermal Air Loads | TRUE | 1.7104 | Lodging | GA, Bibb County | 30001_40000 | Zone-by-Zone | gen5_led | Georgia | 29.0089 | E: Lodging with Zone-by-Zone Systems | 0.00030154 | 0.00031768 | 0.0022066 | 0.00080886 | 0 | 3.5746e-05 | 0.0010908 | 0.00056276 | 0 | 0.00066482 | 0 | 0.00055587 | 0 | 0 | 0 | 0.0030512 | 0.0016467 | 0.00056276 | 0 | 0.00066482 | 0.0059254 | 59863.3427
12982 | hvac_0022 | Ideal Thermal Air Loads | TRUE | 0.54036 | Lodging | GA, Bibb County | 100001_150000 | Zone-by-Zone | gen2_t8_halogen | Georgia | 30.2257 | E: Lodging with Zone-by-Zone Systems | 0.00036984 | 0.00039397 | 0.0030532 | 0.00031371 | 0 | 4.0328e-05 | 0.0012917 | 0.0010059 | 0 | 0.00059384 | 0 | 0.00066748 | 0 | 0 | 0 | 0.0034072 | 0.0019592 | 0.0010059 | 0 | 0.00059384 | 0.0069662 | 67544.7781
12984 | hvac_0022 | Ideal Thermal Air Loads | TRUE | 3.7592 | Lodging | GA, Bibb County | 3001_8000 | Zone-by-Zone | gen2_t8_halogen | Georgia | 33.6359 | E: Lodging with Zone-by-Zone Systems | 0.00010647 | 0.00011745 | 0.001121 | 0.00016607 | 0 | 5.1664e-06 | 0.00030428 | 0.00026409 | 0 | 0.00028408 | 0 | 0.00022821 | 0 | 0 | 0 | 0.0012923 | 0.00053249 | 0.00026409 | 0 | 0.00028408 | 0.0023729 | 20675.3859
12985 | hvac_0022 | Ideal Thermal Air Loads | TRUE | 7.2478 | Lodging | GA, Bibb County | 8001_12000 | Zone-by-Zone | gen2_t8_halogen | Georgia | 30.0231 | E: Lodging with Zone-by-Zone Systems | 0.00043456 | 0.00045259 | 0.0029895 | 0.00035777 | 0 | 1.8136e-05 | 0.0013697 | 0.0012691 | 0 | 0.00078409 | 0 | 0.00063653 | 0 | 0 | 0 | 0.0033654 | 0.0020063 | 0.0012691 | 0 | 0.00078409 | 0.0074248 | 72477.6153
12986 | hvac_0022 | Ideal Thermal Air Loads | TRUE | 1.1712 | Lodging | GA, Bibb County | 70001_80000 | Zone-by-Zone | gen1_t12_incandescent | Georgia | 35.7544 | E: Lodging with Zone-by-Zone Systems | 0.00055677 | 0.0006068 | 0.0047275 | 0.00052525 | 0 | 5.2438e-05 | 0.0018806 | 0.0019031 | 0 | 0.00078198 | 0 | 0.00084511 | 0 | 0 | 0 | 0.0053052 | 0.0027257 | 0.0019031 | 0 | 0.00078198 | 0.010716 | 87836.5188
12987 | hvac_0022 | Ideal Thermal Air Loads | TRUE | 3.1437 | Lodging | GA, Bibb County | 12001_30000 | Zone-by-Zone | gen1_t12_incandescent | Georgia | 37.655 | E: Lodging with Zone-by-Zone Systems | 0.00046537 | 0.00047158 | 0.0041743 | 9.0372e-05 | 0 | 3.942e-05 | 0.001396 | 0.0015273 | 0 | 0.00066246 | 0 | 0.00059226 | 0 | 0 | 0 | 0.0043041 | 0.0019883 | 0.0015273 | 0 | 0.00066246 | 0.0084822 | 66017.1399
12988 | hvac_0022 | Ideal Thermal Air Loads | TRUE | 0.54993 | Lodging | GA, Bibb County | 52001_64000 | Zone-by-Zone | gen2_t8_halogen | Georgia | 35.6765 | E: Lodging with Zone-by-Zone Systems | 0.00019173 | 0.00019953 | 0.0018246 | 7.7825e-05 | 0 | 1.9041e-05 | 0.00070975 | 0.00055507 | 0 | 0 | 0 | 0.00033651 | 0.00035995 | 0 | 0 | 0.0019215 | 0.0010463 | 0.00055507 | 0 | 0.00035995 | 0.0038828 | 31895.9193
12991 | hvac_0022 | Ideal Thermal Air Loads | TRUE | 2.7389 | Lodging | GA, Bibb County | 40001_52000 | Zone-by-Zone | gen2_t8_halogen | Georgia | 31.4328 | E: Lodging with Zone-by-Zone Systems | 0.00069907 | 0.00074516 | 0.0063763 | 0.00040033 | 0 | 3.1489e-05 | 0.0023271 | 0.0021339 | 0 | 0.0011438 | 0 | 0.0010997 | 0 | 0 | 0 | 0.0068082 | 0.0034269 | 0.0021339 | 0 | 0.0011438 | 0.013513 | 125989.9822
25221 | hvac_0022 | Ideal Thermal Air Loads | TRUE | 0.578 | Lodging | GA, Bibb County | 64001_70000 | Zone-by-Zone | gen1_t12_incandescent | Georgia | 39.9579 | E: Lodging with Zone-by-Zone Systems | 0.0002522 | 0.00026246 | 0.0022955 | 0.00032966 | 0 | 5.7085e-06 | 0.0007097 | 0.0006085 | 4.0496e-05 | 0.00026066 | 0 | 0.00079917 | 0.00023063 | 0 | 0 | 0.0026308 | 0.0015089 | 0.0006085 | 4.0496e-05 | 0.00049129 | 0.00528 | 38726.0629
25222 | hvac_0022 | Ideal Thermal Air Loads | TRUE | 0.16378 | Lodging | GA, Bibb County | 80001_100000 | Zone-by-Zone | gen2_t8_halogen | Georgia | 29.8447 | E: Lodging with Zone-by-Zone Systems | 6.6492e-05 | 7.1213e-05 | 0.00065255 | 0.00015129 | 0 | 5.2019e-06 | 0.00021392 | 0.00012973 | 1.1203e-05 | 0.00011035 | 0 | 0.00013197 | 9.4855e-05 | 0 | 0 | 0.00080904 | 0.00034589 | 0.00012973 | 1.1203e-05 | 0.0002052 | 0.0015011 | 14740.3499
59061 | hvac_0022 | Ideal Thermal Air Loads | TRUE | 0.19236 | Lodging | GA, Bibb County | 400001_600000 | Zone-by-Zone | gen2_t8_halogen | Georgia | 26.376 | E: Lodging with Zone-by-Zone Systems | 0.00033412 | 0.00036848 | 0.0039126 | 0.0011417 | 0 | 1.4185e-05 | 0.0010491 | 0.000687 | 1.3291e-05 | 0.00067815 | 0 | 0.00053782 | 0.00062211 | 0 | 0 | 0.0050685 | 0.001587 | 0.000687 | 1.3291e-05 | 0.0013003 | 0.008656 | 96179.6461
59067 | hvac_0022 | Ideal Thermal Air Loads | TRUE | 0.3206 | Lodging | GA, Bibb County | 200001_400000 | Zone-by-Zone | gen2_t8_halogen | Georgia | 27.2497 | E: Lodging with Zone-by-Zone Systems | 0.00039046 | 0.0004323 | 0.0034024 | 0.0011329 | 0 | 1.4182e-05 | 0.0011935 | 0.00079068 | 2.2322e-05 | 0.00061164 | 0 | 0.0011689 | 0.00060623 | 0 | 0 | 0.0045495 | 0.0023624 | 0.00079068 | 2.2322e-05 | 0.0012179 | 0.0089428 | 96179.6461
12981 | ltg_0001 | LED Lighting | FALSE | 1.7104 | Lodging | GA, Bibb County | 30001_40000 | Zone-by-Zone | gen5_led | Georgia | 20.2669 | E: Lodging with Zone-by-Zone Systems | 0.00043156 | 0.00046423 | 0 | 0 | 0 | 0.0012655 | 0.0010908 | 0.00056276 | 0 | 0.00066482 | 0 | 0.00055587 | 0 | 0 | 0 | 0.0012655 | 0.0016467 | 0.00056276 | 0 | 0.00066482 | 0.0041398 | 59863.3427
12982 | ltg_0001 | LED Lighting | TRUE | 0.54036 | Lodging | GA, Bibb County | 100001_150000 | Zone-by-Zone | gen2_t8_halogen | Georgia | 19.3862 | E: Lodging with Zone-by-Zone Systems | 0.00045574 | 0.0004975 | 0 | 0 | 0 | 0.0014712 | 0.0012917 | 0.00044378 | 0 | 0.00059384 | 0 | 0.00066748 | 0 | 0 | 0 | 0.0014712 | 0.0019592 | 0.00044378 | 0 | 0.00059384 | 0.004468 | 67544.7781
12984 | ltg_0001 | LED Lighting | TRUE | 3.7592 | Lodging | GA, Bibb County | 3001_8000 | Zone-by-Zone | gen2_t8_halogen | Georgia | 22.103 | E: Lodging with Zone-by-Zone Systems | 0.00015275 | 0.00017387 | 0 | 0 | 0 | 0.00057909 | 0.00030428 | 0.00016365 | 0 | 0.00028408 | 0 | 0.00022821 | 0 | 0 | 0 | 0.00057909 | 0.00053249 | 0.00016365 | 0 | 0.00028408 | 0.0015593 | 20675.3859
12985 | ltg_0001 | LED Lighting | TRUE | 7.2478 | Lodging | GA, Bibb County | 8001_12000 | Zone-by-Zone | gen2_t8_halogen | Georgia | 19.1853 | E: Lodging with Zone-by-Zone Systems | 0.00050019 | 0.00053208 | 0 | 0 | 0 | 0.0012852 | 0.0013697 | 0.00066923 | 0 | 0.00078409 | 0 | 0.00063653 | 0 | 0 | 0 | 0.0012852 | 0.0020063 | 0.00066923 | 0 | 0.00078409 | 0.0047446 | 72477.6153
12986 | ltg_0001 | LED Lighting | TRUE | 1.1712 | Lodging | GA, Bibb County | 70001_80000 | Zone-by-Zone | gen1_t12_incandescent | Georgia | 21.2452 | E: Lodging with Zone-by-Zone Systems | 0.00065283 | 0.00071455 | 0 | 0 | 0 | 0.0022291 | 0.0018806 | 0.00063064 | 0 | 0.00078198 | 0 | 0.00084511 | 0 | 0 | 0 | 0.0022291 | 0.0027257 | 0.00063064 | 0 | 0.00078198 | 0.0063674 | 87836.5188
12987 | ltg_0001 | LED Lighting | TRUE | 3.1437 | Lodging | GA, Bibb County | 12001_30000 | Zone-by-Zone | gen1_t12_incandescent | Georgia | 20.72 | E: Lodging with Zone-by-Zone Systems | 0.00049455 | 0.0005252 | 0 | 0 | 0 | 0.0014843 | 0.001396 | 0.00053234 | 0 | 0.00066243 | 0 | 0.00059226 | 0 | 0 | 0 | 0.0014843 | 0.0019883 | 0.00053234 | 0 | 0.00066243 | 0.0046674 | 66017.1399
12988 | ltg_0001 | LED Lighting | TRUE | 0.54993 | Lodging | GA, Bibb County | 52001_64000 | Zone-by-Zone | gen2_t8_halogen | Georgia | 21.9768 | E: Lodging with Zone-by-Zone Systems | 0.00023138 | 0.00024856 | 0 | 0 | 0 | 0.00069396 | 0.00070975 | 0.00029163 | 0 | 0 | 0 | 0.00033651 | 0.00035995 | 0 | 0 | 0.00069396 | 0.0010463 | 0.00029163 | 0 | 0.00035995 | 0.0023918 | 31895.9193
12991 | ltg_0001 | LED Lighting | TRUE | 2.7389 | Lodging | GA, Bibb County | 40001_52000 | Zone-by-Zone | gen2_t8_halogen | Georgia | 19.0301 | E: Lodging with Zone-by-Zone Systems | 0.0008301 | 0.00091733 | 0 | 0 | 0 | 0.0024751 | 0.0023271 | 0.0011352 | 0 | 0.0011438 | 0 | 0.0010997 | 0 | 0 | 0 | 0.0024751 | 0.0034269 | 0.0011352 | 0 | 0.0011438 | 0.0081809 | 125989.9822
25221 | ltg_0001 | LED Lighting | TRUE | 0.578 | Lodging | GA, Bibb County | 64001_70000 | Zone-by-Zone | gen1_t12_incandescent | Georgia | 23.0606 | E: Lodging with Zone-by-Zone Systems | 0.00029187 | 0.00030921 | 0 | 0 | 0 | 0.00083723 | 0.0007097 | 0.00016959 | 4.0222e-05 | 0.00026065 | 0 | 0.00079917 | 0.00023063 | 0 | 0 | 0.00083723 | 0.0015089 | 0.00016959 | 4.0222e-05 | 0.00049128 | 0.0030472 | 38726.0629
25222 | ltg_0001 | LED Lighting | TRUE | 0.16378 | Lodging | GA, Bibb County | 80001_100000 | Zone-by-Zone | gen2_t8_halogen | Georgia | 19.0138 | E: Lodging with Zone-by-Zone Systems | 8.7429e-05 | 0.00010209 | 0 | 0 | 0 | 0.00034353 | 0.00021392 | 5.0591e-05 | 1.1098e-05 | 0.00011035 | 0 | 0.00013197 | 9.4855e-05 | 0 | 0 | 0.00034353 | 0.00034589 | 5.0591e-05 | 1.1098e-05 | 0.0002052 | 0.00095632 | 14740.3499
59061 | ltg_0001 | LED Lighting | TRUE | 0.19236 | Lodging | GA, Bibb County | 400001_600000 | Zone-by-Zone | gen2_t8_halogen | Georgia | 25.6887 | E: Lodging with Zone-by-Zone Systems | 0.00074847 | 0.00084883 | 0 | 0 | 0 | 0.003478 | 0.0010491 | 0.00023589 | 1.3134e-05 | 0.00067815 | 0.0018163 | 0.00053782 | 0.00062212 | 0 | 0 | 0.0052943 | 0.001587 | 0.00023589 | 1.3134e-05 | 0.0013003 | 0.0084305 | 96179.6461
59067 | ltg_0001 | LED Lighting | TRUE | 0.3206 | Lodging | GA, Bibb County | 200001_400000 | Zone-by-Zone | gen2_t8_halogen | Georgia | 26.1699 | E: Lodging with Zone-by-Zone Systems | 0.00073615 | 0.00084141 | 0 | 0 | 0 | 0.0030014 | 0.0011935 | 0.00028205 | 2.2389e-05 | 0.00061164 | 0.0017023 | 0.0011689 | 0.00060623 | 0 | 0 | 0.0047037 | 0.0023624 | 0.00028205 | 2.2389e-05 | 0.0012179 | 0.0085884 | 96179.6461
12981 | ppl_0001 | Electric Kitchen Equipment | FALSE | 1.7104 | Lodging | GA, Bibb County | 30001_40000 | Zone-by-Zone | gen5_led | Georgia | 20.2669 | E: Lodging with Zone-by-Zone Systems | 0.00043156 | 0.00046423 | 0 | 0 | 0 | 0.0012655 | 0.0010908 | 0.00056276 | 0 | 0.00066482 | 0 | 0.00055587 | 0 | 0 | 0 | 0.0012655 | 0.0016467 | 0.00056276 | 0 | 0.00066482 | 0.0041398 | 59863.3427
12982 | ppl_0001 | Electric Kitchen Equipment | FALSE | 0.54036 | Lodging | GA, Bibb County | 100001_150000 | Zone-by-Zone | gen2_t8_halogen | Georgia | 22.4823 | E: Lodging with Zone-by-Zone Systems | 0.00053222 | 0.00058253 | 0 | 0 | 0 | 0.0016226 | 0.0012917 | 0.0010059 | 0 | 0.00059384 | 0 | 0.00066748 | 0 | 0 | 0 | 0.0016226 | 0.0019592 | 0.0010059 | 0 | 0.00059384 | 0.0051816 | 67544.7781
12984 | ppl_0001 | Electric Kitchen Equipment | FALSE | 3.7592 | Lodging | GA, Bibb County | 3001_8000 | Zone-by-Zone | gen2_t8_halogen | Georgia | 23.7995 | E: Lodging with Zone-by-Zone Systems | 0.00016549 | 0.00018814 | 0 | 0 | 0 | 0.00059833 | 0.00030428 | 0.00026409 | 0 | 0.00028408 | 0 | 0.00022821 | 0 | 0 | 0 | 0.00059833 | 0.00053249 | 0.00026409 | 0 | 0.00028408 | 0.001679 | 20675.3859
12985 | ppl_0001 | Electric Kitchen Equipment | FALSE | 7.2478 | Lodging | GA, Bibb County | 8001_12000 | Zone-by-Zone | gen2_t8_halogen | Georgia | 22.0664 | E: Lodging with Zone-by-Zone Systems | 0.00057965 | 0.00061699 | 0 | 0 | 0 | 0.0013976 | 0.0013697 | 0.0012691 | 0 | 0.00078409 | 0 | 0.00063653 | 0 | 0 | 0 | 0.0013976 | 0.0020063 | 0.0012691 | 0 | 0.00078409 | 0.0054571 | 72477.6153
12986 | ppl_0001 | Electric Kitchen Equipment | FALSE | 1.1712 | Lodging | GA, Bibb County | 70001_80000 | Zone-by-Zone | gen1_t12_incandescent | Georgia | 26.3233 | E: Lodging with Zone-by-Zone Systems | 0.0008001 | 0.00089592 | 0 | 0 | 0 | 0.0024786 | 0.0018806 | 0.0019031 | 0 | 0.00078198 | 0 | 0.00084511 | 0 | 0 | 0 | 0.0024786 | 0.0027257 | 0.0019031 | 0 | 0.00078198 | 0.0078894 | 87836.5188
12987 | ppl_0001 | Electric Kitchen Equipment | FALSE | 3.1437 | Lodging | GA, Bibb County | 12001_30000 | Zone-by-Zone | gen1_t12_incandescent | Georgia | 26.9731 | E: Lodging with Zone-by-Zone Systems | 0.00066074 | 0.00069305 | 0 | 0 | 0 | 0.0018979 | 0.001396 | 0.0015273 | 0 | 0.00066243 | 0 | 0.00059226 | 0 | 0 | 0 | 0.0018979 | 0.0019883 | 0.0015273 | 0 | 0.00066243 | 0.006076 | 66017.1399
12988 | ppl_0001 | Electric Kitchen Equipment | FALSE | 0.54993 | Lodging | GA, Bibb County | 52001_64000 | Zone-by-Zone | gen2_t8_halogen | Georgia | 25.4626 | E: Lodging with Zone-by-Zone Systems | 0.0002705 | 0.00029377 | 0 | 0 | 0 | 0.00080989 | 0.00070975 | 0.00055507 | 0 | 0 | 0 | 0.00033651 | 0.00035995 | 0 | 0 | 0.00080989 | 0.0010463 | 0.00055507 | 0 | 0.00035995 | 0.0027712 | 31895.9193
12991 | ppl_0001 | Electric Kitchen Equipment | FALSE | 2.7389 | Lodging | GA, Bibb County | 40001_52000 | Zone-by-Zone | gen2_t8_halogen | Georgia | 22.341 | E: Lodging with Zone-by-Zone Systems | 0.0009795 | 0.0010869 | 0 | 0 | 0 | 0.0028996 | 0.0023271 | 0.0021339 | 0 | 0.0011438 | 0 | 0.0010997 | 0 | 0 | 0 | 0.0028996 | 0.0034269 | 0.0021339 | 0 | 0.0011438 | 0.0096043 | 125989.9822
25221 | ppl_0001 | Electric Kitchen Equipment | TRUE | 0.578 | Lodging | GA, Bibb County | 64001_70000 | Zone-by-Zone | gen1_t12_incandescent | Georgia | 25.0989 | E: Lodging with Zone-by-Zone Systems | 0.00034474 | 0.00037092 | 0 | 0 | 0 | 0.00096941 | 0.0009739 | 0.0006085 | 3.9894e-05 | 0.00026065 | 0 | 0.00023354 | 0.00023063 | 0 | 0 | 0.00096941 | 0.0012074 | 0.0006085 | 3.9894e-05 | 0.00049128 | 0.0033165 | 38726.0629
25222 | ppl_0001 | Electric Kitchen Equipment | TRUE | 0.16378 | Lodging | GA, Bibb County | 80001_100000 | Zone-by-Zone | gen2_t8_halogen | Georgia | 20.3217 | E: Lodging with Zone-by-Zone Systems | 9.8095e-05 | 0.00011359 | 0 | 0 | 0 | 0.00036437 | 0.00024987 | 0.00012973 | 1.1014e-05 | 0.00011035 | 0 | 6.1912e-05 | 9.4855e-05 | 0 | 0 | 0.00036437 | 0.00031179 | 0.00012973 | 1.1014e-05 | 0.0002052 | 0.0010221 | 14740.3499
59061 | ppl_0001 | Electric Kitchen Equipment | TRUE | 0.19236 | Lodging | GA, Bibb County | 400001_600000 | Zone-by-Zone | gen2_t8_halogen | Georgia | 27.3689 | E: Lodging with Zone-by-Zone Systems | 0.00081459 | 0.00091931 | 0 | 0 | 0 | 0.0036421 | 0.0010765 | 0.000687 | 1.3153e-05 | 0.00067815 | 0.0017857 | 0.00047718 | 0.00062212 | 0 | 0 | 0.0054278 | 0.0015536 | 0.000687 | 1.3153e-05 | 0.0013003 | 0.0089819 | 96179.6461
59067 | ppl_0001 | Electric Kitchen Equipment | TRUE | 0.3206 | Lodging | GA, Bibb County | 200001_400000 | Zone-by-Zone | gen2_t8_halogen | Georgia | 27.0947 | E: Lodging with Zone-by-Zone Systems | 0.00079757 | 0.00091607 | 0 | 0 | 0 | 0.0031651 | 0.0015602 | 0.00079068 | 2.2267e-05 | 0.00061164 | 0.0016462 | 0.00048958 | 0.00060623 | 0 | 0 | 0.0048114 | 0.0020497 | 0.00079068 | 2.2267e-05 | 0.0012179 | 0.0088919 | 96179.6461
12981 | dr_0001 | Demand Flexibility, Thermostat Control, Load Shed for Daily Bldg Peak Reduction | FALSE | 1.7104 | Lodging | GA, Bibb County | 30001_40000 | Zone-by-Zone | gen5_led | Georgia | 20.2669 | E: Lodging with Zone-by-Zone Systems | 0.00043156 | 0.00046423 | 0 | 0 | 0 | 0.0012655 | 0.0010908 | 0.00056276 | 0 | 0.00066482 | 0 | 0.00055587 | 0 | 0 | 0 | 0.0012655 | 0.0016467 | 0.00056276 | 0 | 0.00066482 | 0.0041398 | 59863.3427
12982 | dr_0001 | Demand Flexibility, Thermostat Control, Load Shed for Daily Bldg Peak Reduction | FALSE | 0.54036 | Lodging | GA, Bibb County | 100001_150000 | Zone-by-Zone | gen2_t8_halogen | Georgia | 22.4823 | E: Lodging with Zone-by-Zone Systems | 0.00053222 | 0.00058253 | 0 | 0 | 0 | 0.0016226 | 0.0012917 | 0.0010059 | 0 | 0.00059384 | 0 | 0.00066748 | 0 | 0 | 0 | 0.0016226 | 0.0019592 | 0.0010059 | 0 | 0.00059384 | 0.0051816 | 67544.7781
12984 | dr_0001 | Demand Flexibility, Thermostat Control, Load Shed for Daily Bldg Peak Reduction | FALSE | 3.7592 | Lodging | GA, Bibb County | 3001_8000 | Zone-by-Zone | gen2_t8_halogen | Georgia | 23.7995 | E: Lodging with Zone-by-Zone Systems | 0.00016549 | 0.00018814 | 0 | 0 | 0 | 0.00059833 | 0.00030428 | 0.00026409 | 0 | 0.00028408 | 0 | 0.00022821 | 0 | 0 | 0 | 0.00059833 | 0.00053249 | 0.00026409 | 0 | 0.00028408 | 0.001679 | 20675.3859
12985 | dr_0001 | Demand Flexibility, Thermostat Control, Load Shed for Daily Bldg Peak Reduction | FALSE | 7.2478 | Lodging | GA, Bibb County | 8001_12000 | Zone-by-Zone | gen2_t8_halogen | Georgia | 22.0664 | E: Lodging with Zone-by-Zone Systems | 0.00057965 | 0.00061699 | 0 | 0 | 0 | 0.0013976 | 0.0013697 | 0.0012691 | 0 | 0.00078409 | 0 | 0.00063653 | 0 | 0 | 0 | 0.0013976 | 0.0020063 | 0.0012691 | 0 | 0.00078409 | 0.0054571 | 72477.6153
12986 | dr_0001 | Demand Flexibility, Thermostat Control, Load Shed for Daily Bldg Peak Reduction | FALSE | 1.1712 | Lodging | GA, Bibb County | 70001_80000 | Zone-by-Zone | gen1_t12_incandescent | Georgia | 26.3233 | E: Lodging with Zone-by-Zone Systems | 0.0008001 | 0.00089592 | 0 | 0 | 0 | 0.0024786 | 0.0018806 | 0.0019031 | 0 | 0.00078198 | 0 | 0.00084511 | 0 | 0 | 0 | 0.0024786 | 0.0027257 | 0.0019031 | 0 | 0.00078198 | 0.0078894 | 87836.5188
12987 | dr_0001 | Demand Flexibility, Thermostat Control, Load Shed for Daily Bldg Peak Reduction | FALSE | 3.1437 | Lodging | GA, Bibb County | 12001_30000 | Zone-by-Zone | gen1_t12_incandescent | Georgia | 26.9731 | E: Lodging with Zone-by-Zone Systems | 0.00066074 | 0.00069305 | 0 | 0 | 0 | 0.0018979 | 0.001396 | 0.0015273 | 0 | 0.00066243 | 0 | 0.00059226 | 0 | 0 | 0 | 0.0018979 | 0.0019883 | 0.0015273 | 0 | 0.00066243 | 0.006076 | 66017.1399
12988 | dr_0001 | Demand Flexibility, Thermostat Control, Load Shed for Daily Bldg Peak Reduction | FALSE | 0.54993 | Lodging | GA, Bibb County | 52001_64000 | Zone-by-Zone | gen2_t8_halogen | Georgia | 25.4626 | E: Lodging with Zone-by-Zone Systems | 0.0002705 | 0.00029377 | 0 | 0 | 0 | 0.00080989 | 0.00070975 | 0.00055507 | 0 | 0 | 0 | 0.00033651 | 0.00035995 | 0 | 0 | 0.00080989 | 0.0010463 | 0.00055507 | 0 | 0.00035995 | 0.0027712 | 31895.9193
12991 | dr_0001 | Demand Flexibility, Thermostat Control, Load Shed for Daily Bldg Peak Reduction | FALSE | 2.7389 | Lodging | GA, Bibb County | 40001_52000 | Zone-by-Zone | gen2_t8_halogen | Georgia | 22.341 | E: Lodging with Zone-by-Zone Systems | 0.0009795 | 0.0010869 | 0 | 0 | 0 | 0.0028996 | 0.0023271 | 0.0021339 | 0 | 0.0011438 | 0 | 0.0010997 | 0 | 0 | 0 | 0.0028996 | 0.0034269 | 0.0021339 | 0 | 0.0011438 | 0.0096043 | 125989.9822
25221 | dr_0001 | Demand Flexibility, Thermostat Control, Load Shed for Daily Bldg Peak Reduction | FALSE | 0.578 | Lodging | GA, Bibb County | 64001_70000 | Zone-by-Zone | gen1_t12_incandescent | Georgia | 27.6604 | E: Lodging with Zone-by-Zone Systems | 0.00035556 | 0.00038165 | 0 | 0 | 0 | 0.0010062 | 0.0007097 | 0.0006085 | 4.0189e-05 | 0.00026065 | 0 | 0.00079917 | 0.00023063 | 0 | 0 | 0.0010062 | 0.0015089 | 0.0006085 | 4.0189e-05 | 0.00049128 | 0.003655 | 38726.0629
25222 | dr_0001 | Demand Flexibility, Thermostat Control, Load Shed for Daily Bldg Peak Reduction | FALSE | 0.16378 | Lodging | GA, Bibb County | 80001_100000 | Zone-by-Zone | gen2_t8_halogen | Georgia | 21.0673 | E: Lodging with Zone-by-Zone Systems | 9.9278e-05 | 0.0001144 | 0 | 0 | 0 | 0.00036765 | 0.00021392 | 0.00012973 | 1.1126e-05 | 0.00011035 | 0 | 0.00013197 | 9.4855e-05 | 0 | 0 | 0.00036765 | 0.00034589 | 0.00012973 | 1.1126e-05 | 0.0002052 | 0.0010596 | 14740.3499
59061 | dr_0001 | Demand Flexibility, Thermostat Control, Load Shed for Daily Bldg Peak Reduction | FALSE | 0.19236 | Lodging | GA, Bibb County | 400001_600000 | Zone-by-Zone | gen2_t8_halogen | Georgia | 27.4775 | E: Lodging with Zone-by-Zone Systems | 0.00081599 | 0.00092038 | 0 | 0 | 0 | 0.0036444 | 0.0010491 | 0.000687 | 1.3169e-05 | 0.00067815 | 0.0017857 | 0.00053782 | 0.00062212 | 0 | 0 | 0.0054301 | 0.001587 | 0.000687 | 1.3169e-05 | 0.0013003 | 0.0090175 | 96179.6461
59067 | dr_0001 | Demand Flexibility, Thermostat Control, Load Shed for Daily Bldg Peak Reduction | FALSE | 0.3206 | Lodging | GA, Bibb County | 200001_400000 | Zone-by-Zone | gen2_t8_halogen | Georgia | 28.1551 | E: Lodging with Zone-by-Zone Systems | 0.00080982 | 0.00092198 | 0 | 0 | 0 | 0.0032003 | 0.0011935 | 0.00079068 | 2.2398e-05 | 0.00061164 | 0.0016462 | 0.0011689 | 0.00060623 | 0 | 0 | 0.0048465 | 0.0023624 | 0.00079068 | 2.2398e-05 | 0.0012179 | 0.0092399 | 96179.6461
12981 | dr_0002 | Demand Flexibility, Thermostat Control, Load Shift for Daily Bldg Peak Reduction | FALSE | 1.7104 | Lodging | GA, Bibb County | 30001_40000 | Zone-by-Zone | gen5_led | Georgia | 20.2669 | E: Lodging with Zone-by-Zone Systems | 0.00043156 | 0.00046423 | 0 | 0 | 0 | 0.0012655 | 0.0010908 | 0.00056276 | 0 | 0.00066482 | 0 | 0.00055587 | 0 | 0 | 0 | 0.0012655 | 0.0016467 | 0.00056276 | 0 | 0.00066482 | 0.0041398 | 59863.3427
12982 | dr_0002 | Demand Flexibility, Thermostat Control, Load Shift for Daily Bldg Peak Reduction | FALSE | 0.54036 | Lodging | GA, Bibb County | 100001_150000 | Zone-by-Zone | gen2_t8_halogen | Georgia | 22.4823 | E: Lodging with Zone-by-Zone Systems | 0.00053222 | 0.00058253 | 0 | 0 | 0 | 0.0016226 | 0.0012917 | 0.0010059 | 0 | 0.00059384 | 0 | 0.00066748 | 0 | 0 | 0 | 0.0016226 | 0.0019592 | 0.0010059 | 0 | 0.00059384 | 0.0051816 | 67544.7781
12984 | dr_0002 | Demand Flexibility, Thermostat Control, Load Shift for Daily Bldg Peak Reduction | FALSE | 3.7592 | Lodging | GA, Bibb County | 3001_8000 | Zone-by-Zone | gen2_t8_halogen | Georgia | 23.7995 | E: Lodging with Zone-by-Zone Systems | 0.00016549 | 0.00018814 | 0 | 0 | 0 | 0.00059833 | 0.00030428 | 0.00026409 | 0 | 0.00028408 | 0 | 0.00022821 | 0 | 0 | 0 | 0.00059833 | 0.00053249 | 0.00026409 | 0 | 0.00028408 | 0.001679 | 20675.3859
12985 | dr_0002 | Demand Flexibility, Thermostat Control, Load Shift for Daily Bldg Peak Reduction | FALSE | 7.2478 | Lodging | GA, Bibb County | 8001_12000 | Zone-by-Zone | gen2_t8_halogen | Georgia | 22.0664 | E: Lodging with Zone-by-Zone Systems | 0.00057965 | 0.00061699 | 0 | 0 | 0 | 0.0013976 | 0.0013697 | 0.0012691 | 0 | 0.00078409 | 0 | 0.00063653 | 0 | 0 | 0 | 0.0013976 | 0.0020063 | 0.0012691 | 0 | 0.00078409 | 0.0054571 | 72477.6153
12986 | dr_0002 | Demand Flexibility, Thermostat Control, Load Shift for Daily Bldg Peak Reduction | FALSE | 1.1712 | Lodging | GA, Bibb County | 70001_80000 | Zone-by-Zone | gen1_t12_incandescent | Georgia | 26.3233 | E: Lodging with Zone-by-Zone Systems | 0.0008001 | 0.00089592 | 0 | 0 | 0 | 0.0024786 | 0.0018806 | 0.0019031 | 0 | 0.00078198 | 0 | 0.00084511 | 0 | 0 | 0 | 0.0024786 | 0.0027257 | 0.0019031 | 0 | 0.00078198 | 0.0078894 | 87836.5188
12987 | dr_0002 | Demand Flexibility, Thermostat Control, Load Shift for Daily Bldg Peak Reduction | FALSE | 3.1437 | Lodging | GA, Bibb County | 12001_30000 | Zone-by-Zone | gen1_t12_incandescent | Georgia | 26.9731 | E: Lodging with Zone-by-Zone Systems | 0.00066074 | 0.00069305 | 0 | 0 | 0 | 0.0018979 | 0.001396 | 0.0015273 | 0 | 0.00066243 | 0 | 0.00059226 | 0 | 0 | 0 | 0.0018979 | 0.0019883 | 0.0015273 | 0 | 0.00066243 | 0.006076 | 66017.1399
12988 | dr_0002 | Demand Flexibility, Thermostat Control, Load Shift for Daily Bldg Peak Reduction | FALSE | 0.54993 | Lodging | GA, Bibb County | 52001_64000 | Zone-by-Zone | gen2_t8_halogen | Georgia | 25.4626 | E: Lodging with Zone-by-Zone Systems | 0.0002705 | 0.00029377 | 0 | 0 | 0 | 0.00080989 | 0.00070975 | 0.00055507 | 0 | 0 | 0 | 0.00033651 | 0.00035995 | 0 | 0 | 0.00080989 | 0.0010463 | 0.00055507 | 0 | 0.00035995 | 0.0027712 | 31895.9193
12991 | dr_0002 | Demand Flexibility, Thermostat Control, Load Shift for Daily Bldg Peak Reduction | FALSE | 2.7389 | Lodging | GA, Bibb County | 40001_52000 | Zone-by-Zone | gen2_t8_halogen | Georgia | 22.341 | E: Lodging with Zone-by-Zone Systems | 0.0009795 | 0.0010869 | 0 | 0 | 0 | 0.0028996 | 0.0023271 | 0.0021339 | 0 | 0.0011438 | 0 | 0.0010997 | 0 | 0 | 0 | 0.0028996 | 0.0034269 | 0.0021339 | 0 | 0.0011438 | 0.0096043 | 125989.9822
25221 | dr_0002 | Demand Flexibility, Thermostat Control, Load Shift for Daily Bldg Peak Reduction | FALSE | 0.578 | Lodging | GA, Bibb County | 64001_70000 | Zone-by-Zone | gen1_t12_incandescent | Georgia | 27.6604 | E: Lodging with Zone-by-Zone Systems | 0.00035556 | 0.00038165 | 0 | 0 | 0 | 0.0010062 | 0.0007097 | 0.0006085 | 4.0189e-05 | 0.00026065 | 0 | 0.00079917 | 0.00023063 | 0 | 0 | 0.0010062 | 0.0015089 | 0.0006085 | 4.0189e-05 | 0.00049128 | 0.003655 | 38726.0629
25222 | dr_0002 | Demand Flexibility, Thermostat Control, Load Shift for Daily Bldg Peak Reduction | FALSE | 0.16378 | Lodging | GA, Bibb County | 80001_100000 | Zone-by-Zone | gen2_t8_halogen | Georgia | 21.0673 | E: Lodging with Zone-by-Zone Systems | 9.9278e-05 | 0.0001144 | 0 | 0 | 0 | 0.00036765 | 0.00021392 | 0.00012973 | 1.1126e-05 | 0.00011035 | 0 | 0.00013197 | 9.4855e-05 | 0 | 0 | 0.00036765 | 0.00034589 | 0.00012973 | 1.1126e-05 | 0.0002052 | 0.0010596 | 14740.3499
59061 | dr_0002 | Demand Flexibility, Thermostat Control, Load Shift for Daily Bldg Peak Reduction | FALSE | 0.19236 | Lodging | GA, Bibb County | 400001_600000 | Zone-by-Zone | gen2_t8_halogen | Georgia | 27.4775 | E: Lodging with Zone-by-Zone Systems | 0.00081599 | 0.00092038 | 0 | 0 | 0 | 0.0036444 | 0.0010491 | 0.000687 | 1.3169e-05 | 0.00067815 | 0.0017857 | 0.00053782 | 0.00062212 | 0 | 0 | 0.0054301 | 0.001587 | 0.000687 | 1.3169e-05 | 0.0013003 | 0.0090175 | 96179.6461
59067 | dr_0002 | Demand Flexibility, Thermostat Control, Load Shift for Daily Bldg Peak Reduction | FALSE | 0.3206 | Lodging | GA, Bibb County | 200001_400000 | Zone-by-Zone | gen2_t8_halogen | Georgia | 28.1551 | E: Lodging with Zone-by-Zone Systems | 0.00080982 | 0.00092198 | 0 | 0 | 0 | 0.0032003 | 0.0011935 | 0.00079068 | 2.2398e-05 | 0.00061164 | 0.0016462 | 0.0011689 | 0.00060623 | 0 | 0 | 0.0048465 | 0.0023624 | 0.00079068 | 2.2398e-05 | 0.0012179 | 0.0092399 | 96179.6461
12981 | dr_0003 | Demand Flexibility, Lighting Control, Load Shed for Daily Bldg Peak Reduction | FALSE | 1.7104 | Lodging | GA, Bibb County | 30001_40000 | Zone-by-Zone | gen5_led | Georgia | 20.2669 | E: Lodging with Zone-by-Zone Systems | 0.00043156 | 0.00046423 | 0 | 0 | 0 | 0.0012655 | 0.0010908 | 0.00056276 | 0 | 0.00066482 | 0 | 0.00055587 | 0 | 0 | 0 | 0.0012655 | 0.0016467 | 0.00056276 | 0 | 0.00066482 | 0.0041398 | 59863.3427
12982 | dr_0003 | Demand Flexibility, Lighting Control, Load Shed for Daily Bldg Peak Reduction | FALSE | 0.54036 | Lodging | GA, Bibb County | 100001_150000 | Zone-by-Zone | gen2_t8_halogen | Georgia | 22.4823 | E: Lodging with Zone-by-Zone Systems | 0.00053222 | 0.00058253 | 0 | 0 | 0 | 0.0016226 | 0.0012917 | 0.0010059 | 0 | 0.00059384 | 0 | 0.00066748 | 0 | 0 | 0 | 0.0016226 | 0.0019592 | 0.0010059 | 0 | 0.00059384 | 0.0051816 | 67544.7781
12984 | dr_0003 | Demand Flexibility, Lighting Control, Load Shed for Daily Bldg Peak Reduction | FALSE | 3.7592 | Lodging | GA, Bibb County | 3001_8000 | Zone-by-Zone | gen2_t8_halogen | Georgia | 23.7995 | E: Lodging with Zone-by-Zone Systems | 0.00016549 | 0.00018814 | 0 | 0 | 0 | 0.00059833 | 0.00030428 | 0.00026409 | 0 | 0.00028408 | 0 | 0.00022821 | 0 | 0 | 0 | 0.00059833 | 0.00053249 | 0.00026409 | 0 | 0.00028408 | 0.001679 | 20675.3859
12985 | dr_0003 | Demand Flexibility, Lighting Control, Load Shed for Daily Bldg Peak Reduction | FALSE | 7.2478 | Lodging | GA, Bibb County | 8001_12000 | Zone-by-Zone | gen2_t8_halogen | Georgia | 22.0664 | E: Lodging with Zone-by-Zone Systems | 0.00057965 | 0.00061699 | 0 | 0 | 0 | 0.0013976 | 0.0013697 | 0.0012691 | 0 | 0.00078409 | 0 | 0.00063653 | 0 | 0 | 0 | 0.0013976 | 0.0020063 | 0.0012691 | 0 | 0.00078409 | 0.0054571 | 72477.6153
12986 | dr_0003 | Demand Flexibility, Lighting Control, Load Shed for Daily Bldg Peak Reduction | FALSE | 1.1712 | Lodging | GA, Bibb County | 70001_80000 | Zone-by-Zone | gen1_t12_incandescent | Georgia | 26.3233 | E: Lodging with Zone-by-Zone Systems | 0.0008001 | 0.00089592 | 0 | 0 | 0 | 0.0024786 | 0.0018806 | 0.0019031 | 0 | 0.00078198 | 0 | 0.00084511 | 0 | 0 | 0 | 0.0024786 | 0.0027257 | 0.0019031 | 0 | 0.00078198 | 0.0078894 | 87836.5188
12987 | dr_0003 | Demand Flexibility, Lighting Control, Load Shed for Daily Bldg Peak Reduction | FALSE | 3.1437 | Lodging | GA, Bibb County | 12001_30000 | Zone-by-Zone | gen1_t12_incandescent | Georgia | 26.9731 | E: Lodging with Zone-by-Zone Systems | 0.00066074 | 0.00069305 | 0 | 0 | 0 | 0.0018979 | 0.001396 | 0.0015273 | 0 | 0.00066243 | 0 | 0.00059226 | 0 | 0 | 0 | 0.0018979 | 0.0019883 | 0.0015273 | 0 | 0.00066243 | 0.006076 | 66017.1399
12988 | dr_0003 | Demand Flexibility, Lighting Control, Load Shed for Daily Bldg Peak Reduction | FALSE | 0.54993 | Lodging | GA, Bibb County | 52001_64000 | Zone-by-Zone | gen2_t8_halogen | Georgia | 25.4626 | E: Lodging with Zone-by-Zone Systems | 0.0002705 | 0.00029377 | 0 | 0 | 0 | 0.00080989 | 0.00070975 | 0.00055507 | 0 | 0 | 0 | 0.00033651 | 0.00035995 | 0 | 0 | 0.00080989 | 0.0010463 | 0.00055507 | 0 | 0.00035995 | 0.0027712 | 31895.9193
12991 | dr_0003 | Demand Flexibility, Lighting Control, Load Shed for Daily Bldg Peak Reduction | FALSE | 2.7389 | Lodging | GA, Bibb County | 40001_52000 | Zone-by-Zone | gen2_t8_halogen | Georgia | 22.341 | E: Lodging with Zone-by-Zone Systems | 0.0009795 | 0.0010869 | 0 | 0 | 0 | 0.0028996 | 0.0023271 | 0.0021339 | 0 | 0.0011438 | 0 | 0.0010997 | 0 | 0 | 0 | 0.0028996 | 0.0034269 | 0.0021339 | 0 | 0.0011438 | 0.0096043 | 125989.9822
25221 | dr_0003 | Demand Flexibility, Lighting Control, Load Shed for Daily Bldg Peak Reduction | FALSE | 0.578 | Lodging | GA, Bibb County | 64001_70000 | Zone-by-Zone | gen1_t12_incandescent | Georgia | 27.6604 | E: Lodging with Zone-by-Zone Systems | 0.00035556 | 0.00038165 | 0 | 0 | 0 | 0.0010062 | 0.0007097 | 0.0006085 | 4.0189e-05 | 0.00026065 | 0 | 0.00079917 | 0.00023063 | 0 | 0 | 0.0010062 | 0.0015089 | 0.0006085 | 4.0189e-05 | 0.00049128 | 0.003655 | 38726.0629
25222 | dr_0003 | Demand Flexibility, Lighting Control, Load Shed for Daily Bldg Peak Reduction | FALSE | 0.16378 | Lodging | GA, Bibb County | 80001_100000 | Zone-by-Zone | gen2_t8_halogen | Georgia | 21.0673 | E: Lodging with Zone-by-Zone Systems | 9.9278e-05 | 0.0001144 | 0 | 0 | 0 | 0.00036765 | 0.00021392 | 0.00012973 | 1.1126e-05 | 0.00011035 | 0 | 0.00013197 | 9.4855e-05 | 0 | 0 | 0.00036765 | 0.00034589 | 0.00012973 | 1.1126e-05 | 0.0002052 | 0.0010596 | 14740.3499
59061 | dr_0003 | Demand Flexibility, Lighting Control, Load Shed for Daily Bldg Peak Reduction | FALSE | 0.19236 | Lodging | GA, Bibb County | 400001_600000 | Zone-by-Zone | gen2_t8_halogen | Georgia | 27.4775 | E: Lodging with Zone-by-Zone Systems | 0.00081599 | 0.00092038 | 0 | 0 | 0 | 0.0036444 | 0.0010491 | 0.000687 | 1.3169e-05 | 0.00067815 | 0.0017857 | 0.00053782 | 0.00062212 | 0 | 0 | 0.0054301 | 0.001587 | 0.000687 | 1.3169e-05 | 0.0013003 | 0.0090175 | 96179.6461
59067 | dr_0003 | Demand Flexibility, Lighting Control, Load Shed for Daily Bldg Peak Reduction | FALSE | 0.3206 | Lodging | GA, Bibb County | 200001_400000 | Zone-by-Zone | gen2_t8_halogen | Georgia | 28.1551 | E: Lodging with Zone-by-Zone Systems | 0.00080982 | 0.00092198 | 0 | 0 | 0 | 0.0032003 | 0.0011935 | 0.00079068 | 2.2398e-05 | 0.00061164 | 0.0016462 | 0.0011689 | 0.00060623 | 0 | 0 | 0.0048465 | 0.0023624 | 0.00079068 | 2.2398e-05 | 0.0012179 | 0.0092399 | 96179.6461
12981 | dr_0004 | Demand Flexibility, Lighting Control, Load Shed for Daily GHG Emission Reduction | FALSE | 1.7104 | Lodging | GA, Bibb County | 30001_40000 | Zone-by-Zone | gen5_led | Georgia | 20.2669 | E: Lodging with Zone-by-Zone Systems | 0.00043156 | 0.00046423 | 0 | 0 | 0 | 0.0012655 | 0.0010908 | 0.00056276 | 0 | 0.00066482 | 0 | 0.00055587 | 0 | 0 | 0 | 0.0012655 | 0.0016467 | 0.00056276 | 0 | 0.00066482 | 0.0041398 | 59863.3427
12982 | dr_0004 | Demand Flexibility, Lighting Control, Load Shed for Daily GHG Emission Reduction | FALSE | 0.54036 | Lodging | GA, Bibb County | 100001_150000 | Zone-by-Zone | gen2_t8_halogen | Georgia | 22.4823 | E: Lodging with Zone-by-Zone Systems | 0.00053222 | 0.00058253 | 0 | 0 | 0 | 0.0016226 | 0.0012917 | 0.0010059 | 0 | 0.00059384 | 0 | 0.00066748 | 0 | 0 | 0 | 0.0016226 | 0.0019592 | 0.0010059 | 0 | 0.00059384 | 0.0051816 | 67544.7781
12984 | dr_0004 | Demand Flexibility, Lighting Control, Load Shed for Daily GHG Emission Reduction | FALSE | 3.7592 | Lodging | GA, Bibb County | 3001_8000 | Zone-by-Zone | gen2_t8_halogen | Georgia | 23.7995 | E: Lodging with Zone-by-Zone Systems | 0.00016549 | 0.00018814 | 0 | 0 | 0 | 0.00059833 | 0.00030428 | 0.00026409 | 0 | 0.00028408 | 0 | 0.00022821 | 0 | 0 | 0 | 0.00059833 | 0.00053249 | 0.00026409 | 0 | 0.00028408 | 0.001679 | 20675.3859
12985 | dr_0004 | Demand Flexibility, Lighting Control, Load Shed for Daily GHG Emission Reduction | FALSE | 7.2478 | Lodging | GA, Bibb County | 8001_12000 | Zone-by-Zone | gen2_t8_halogen | Georgia | 22.0664 | E: Lodging with Zone-by-Zone Systems | 0.00057965 | 0.00061699 | 0 | 0 | 0 | 0.0013976 | 0.0013697 | 0.0012691 | 0 | 0.00078409 | 0 | 0.00063653 | 0 | 0 | 0 | 0.0013976 | 0.0020063 | 0.0012691 | 0 | 0.00078409 | 0.0054571 | 72477.6153
12986 | dr_0004 | Demand Flexibility, Lighting Control, Load Shed for Daily GHG Emission Reduction | FALSE | 1.1712 | Lodging | GA, Bibb County | 70001_80000 | Zone-by-Zone | gen1_t12_incandescent | Georgia | 26.3233 | E: Lodging with Zone-by-Zone Systems | 0.0008001 | 0.00089592 | 0 | 0 | 0 | 0.0024786 | 0.0018806 | 0.0019031 | 0 | 0.00078198 | 0 | 0.00084511 | 0 | 0 | 0 | 0.0024786 | 0.0027257 | 0.0019031 | 0 | 0.00078198 | 0.0078894 | 87836.5188
12987 | dr_0004 | Demand Flexibility, Lighting Control, Load Shed for Daily GHG Emission Reduction | FALSE | 3.1437 | Lodging | GA, Bibb County | 12001_30000 | Zone-by-Zone | gen1_t12_incandescent | Georgia | 26.9731 | E: Lodging with Zone-by-Zone Systems | 0.00066074 | 0.00069305 | 0 | 0 | 0 | 0.0018979 | 0.001396 | 0.0015273 | 0 | 0.00066243 | 0 | 0.00059226 | 0 | 0 | 0 | 0.0018979 | 0.0019883 | 0.0015273 | 0 | 0.00066243 | 0.006076 | 66017.1399
12988 | dr_0004 | Demand Flexibility, Lighting Control, Load Shed for Daily GHG Emission Reduction | FALSE | 0.54993 | Lodging | GA, Bibb County | 52001_64000 | Zone-by-Zone | gen2_t8_halogen | Georgia | 25.4626 | E: Lodging with Zone-by-Zone Systems | 0.0002705 | 0.00029377 | 0 | 0 | 0 | 0.00080989 | 0.00070975 | 0.00055507 | 0 | 0 | 0 | 0.00033651 | 0.00035995 | 0 | 0 | 0.00080989 | 0.0010463 | 0.00055507 | 0 | 0.00035995 | 0.0027712 | 31895.9193
12991 | dr_0004 | Demand Flexibility, Lighting Control, Load Shed for Daily GHG Emission Reduction | FALSE | 2.7389 | Lodging | GA, Bibb County | 40001_52000 | Zone-by-Zone | gen2_t8_halogen | Georgia | 22.341 | E: Lodging with Zone-by-Zone Systems | 0.0009795 | 0.0010869 | 0 | 0 | 0 | 0.0028996 | 0.0023271 | 0.0021339 | 0 | 0.0011438 | 0 | 0.0010997 | 0 | 0 | 0 | 0.0028996 | 0.0034269 | 0.0021339 | 0 | 0.0011438 | 0.0096043 | 125989.9822
25221 | dr_0004 | Demand Flexibility, Lighting Control, Load Shed for Daily GHG Emission Reduction | FALSE | 0.578 | Lodging | GA, Bibb County | 64001_70000 | Zone-by-Zone | gen1_t12_incandescent | Georgia | 27.6604 | E: Lodging with Zone-by-Zone Systems | 0.00035556 | 0.00038165 | 0 | 0 | 0 | 0.0010062 | 0.0007097 | 0.0006085 | 4.0189e-05 | 0.00026065 | 0 | 0.00079917 | 0.00023063 | 0 | 0 | 0.0010062 | 0.0015089 | 0.0006085 | 4.0189e-05 | 0.00049128 | 0.003655 | 38726.0629
25222 | dr_0004 | Demand Flexibility, Lighting Control, Load Shed for Daily GHG Emission Reduction | FALSE | 0.16378 | Lodging | GA, Bibb County | 80001_100000 | Zone-by-Zone | gen2_t8_halogen | Georgia | 21.0673 | E: Lodging with Zone-by-Zone Systems | 9.9278e-05 | 0.0001144 | 0 | 0 | 0 | 0.00036765 | 0.00021392 | 0.00012973 | 1.1126e-05 | 0.00011035 | 0 | 0.00013197 | 9.4855e-05 | 0 | 0 | 0.00036765 | 0.00034589 | 0.00012973 | 1.1126e-05 | 0.0002052 | 0.0010596 | 14740.3499
59061 | dr_0004 | Demand Flexibility, Lighting Control, Load Shed for Daily GHG Emission Reduction | FALSE | 0.19236 | Lodging | GA, Bibb County | 400001_600000 | Zone-by-Zone | gen2_t8_halogen | Georgia | 27.4775 | E: Lodging with Zone-by-Zone Systems | 0.00081599 | 0.00092038 | 0 | 0 | 0 | 0.0036444 | 0.0010491 | 0.000687 | 1.3169e-05 | 0.00067815 | 0.0017857 | 0.00053782 | 0.00062212 | 0 | 0 | 0.0054301 | 0.001587 | 0.000687 | 1.3169e-05 | 0.0013003 | 0.0090175 | 96179.6461
59067 | dr_0004 | Demand Flexibility, Lighting Control, Load Shed for Daily GHG Emission Reduction | FALSE | 0.3206 | Lodging | GA, Bibb County | 200001_400000 | Zone-by-Zone | gen2_t8_halogen | Georgia | 28.1551 | E: Lodging with Zone-by-Zone Systems | 0.00080982 | 0.00092198 | 0 | 0 | 0 | 0.0032003 | 0.0011935 | 0.00079068 | 2.2398e-05 | 0.00061164 | 0.0016462 | 0.0011689 | 0.00060623 | 0 | 0 | 0.0048465 | 0.0023624 | 0.00079068 | 2.2398e-05 | 0.0012179 | 0.0092399 | 96179.6461
12981 | pkg_0001 | Package 1, Wall & Roof Insulation + New Windows | TRUE | 1.7104 | Lodging | GA, Bibb County | 30001_40000 | Zone-by-Zone | gen5_led | Georgia | 18.58 | E: Lodging with Zone-by-Zone Systems | 0.00039408 | 0.00042316 | 0 | 0 | 0 | 0.00092092 | 0.0010908 | 0.00056276 | 0 | 0.00066482 | 0 | 0.00055587 | 0 | 0 | 0 | 0.00092092 | 0.0016467 | 0.00056276 | 0 | 0.00066482 | 0.0037952 | 59863.3427
12982 | pkg_0001 | Package 1, Wall & Roof Insulation + New Windows | TRUE | 0.54036 | Lodging | GA, Bibb County | 100001_150000 | Zone-by-Zone | gen2_t8_halogen | Georgia | 21.6567 | E: Lodging with Zone-by-Zone Systems | 0.0005166 | 0.00055985 | 0 | 0 | 0 | 0.0014323 | 0.0012917 | 0.0010059 | 0 | 0.00059384 | 0 | 0.00066748 | 0 | 0 | 0 | 0.0014323 | 0.0019592 | 0.0010059 | 0 | 0.00059384 | 0.0049913 | 67544.7781
12984 | pkg_0001 | Package 1, Wall & Roof Insulation + New Windows | TRUE | 3.7592 | Lodging | GA, Bibb County | 3001_8000 | Zone-by-Zone | gen2_t8_halogen | Georgia | 22.3288 | E: Lodging with Zone-by-Zone Systems | 0.00015594 | 0.00017577 | 0 | 0 | 0 | 0.00049458 | 0.00030428 | 0.00026409 | 0 | 0.00028408 | 0 | 0.00022821 | 0 | 0 | 0 | 0.00049458 | 0.00053249 | 0.00026409 | 0 | 0.00028408 | 0.0015752 | 20675.3859
12985 | pkg_0001 | Package 1, Wall & Roof Insulation + New Windows | TRUE | 7.2478 | Lodging | GA, Bibb County | 8001_12000 | Zone-by-Zone | gen2_t8_halogen | Georgia | 21.5642 | E: Lodging with Zone-by-Zone Systems | 0.0005672 | 0.00060218 | 0 | 0 | 0 | 0.0012735 | 0.0013697 | 0.0012691 | 0 | 0.00078409 | 0 | 0.00063653 | 0 | 0 | 0 | 0.0012735 | 0.0020063 | 0.0012691 | 0 | 0.00078409 | 0.0053329 | 72477.6153
12986 | pkg_0001 | Package 1, Wall & Roof Insulation + New Windows | TRUE | 1.1712 | Lodging | GA, Bibb County | 70001_80000 | Zone-by-Zone | gen1_t12_incandescent | Georgia | 25.1498 | E: Lodging with Zone-by-Zone Systems | 0.00076814 | 0.000854 | 0 | 0 | 0 | 0.0021269 | 0.0018806 | 0.0019031 | 0 | 0.00078198 | 0 | 0.00084511 | 0 | 0 | 0 | 0.0021269 | 0.0027257 | 0.0019031 | 0 | 0.00078198 | 0.0075377 | 87836.5188
12987 | pkg_0001 | Package 1, Wall & Roof Insulation + New Windows | TRUE | 3.1437 | Lodging | GA, Bibb County | 12001_30000 | Zone-by-Zone | gen1_t12_incandescent | Georgia | 26.0894 | E: Lodging with Zone-by-Zone Systems | 0.00064656 | 0.00066933 | 0 | 0 | 0 | 0.0016988 | 0.001396 | 0.0015273 | 0 | 0.00066243 | 0 | 0.00059226 | 0 | 0 | 0 | 0.0016988 | 0.0019883 | 0.0015273 | 0 | 0.00066243 | 0.0058769 | 66017.1399
12988 | pkg_0001 | Package 1, Wall & Roof Insulation + New Windows | TRUE | 0.54993 | Lodging | GA, Bibb County | 52001_64000 | Zone-by-Zone | gen2_t8_halogen | Georgia | 25.1044 | E: Lodging with Zone-by-Zone Systems | 0.00026887 | 0.00028913 | 0 | 0 | 0 | 0.00077091 | 0.00070975 | 0.00055507 | 0 | 0 | 0 | 0.00033651 | 0.00035995 | 0 | 0 | 0.00077091 | 0.0010463 | 0.00055507 | 0 | 0.00035995 | 0.0027322 | 31895.9193
12991 | pkg_0001 | Package 1, Wall & Roof Insulation + New Windows | TRUE | 2.7389 | Lodging | GA, Bibb County | 40001_52000 | Zone-by-Zone | gen2_t8_halogen | Georgia | 21.7693 | E: Lodging with Zone-by-Zone Systems | 0.00096363 | 0.0010577 | 0 | 0 | 0 | 0.0026539 | 0.0023271 | 0.0021339 | 0 | 0.0011438 | 0 | 0.0010997 | 0 | 0 | 0 | 0.0026539 | 0.0034269 | 0.0021339 | 0 | 0.0011438 | 0.0093585 | 125989.9822
25221 | pkg_0001 | Package 1, Wall & Roof Insulation + New Windows | TRUE | 0.578 | Lodging | GA, Bibb County | 64001_70000 | Zone-by-Zone | gen1_t12_incandescent | Georgia | 27.4818 | E: Lodging with Zone-by-Zone Systems | 0.00035488 | 0.00037883 | 0 | 0 | 0 | 0.00098257 | 0.0007097 | 0.0006085 | 4.0179e-05 | 0.00026065 | 0 | 0.00079917 | 0.00023063 | 0 | 0 | 0.00098257 | 0.0015089 | 0.0006085 | 4.0179e-05 | 0.00049128 | 0.0036314 | 38726.0629
25222 | pkg_0001 | Package 1, Wall & Roof Insulation + New Windows | TRUE | 0.16378 | Lodging | GA, Bibb County | 80001_100000 | Zone-by-Zone | gen2_t8_halogen | Georgia | 19.7006 | E: Lodging with Zone-by-Zone Systems | 9.3417e-05 | 0.0001062 | 0 | 0 | 0 | 0.00029891 | 0.00021392 | 0.00012973 | 1.1124e-05 | 0.00011035 | 0 | 0.00013197 | 9.4855e-05 | 0 | 0 | 0.00029891 | 0.00034589 | 0.00012973 | 1.1124e-05 | 0.0002052 | 0.00099087 | 14740.3499
59061 | pkg_0001 | Package 1, Wall & Roof Insulation + New Windows | TRUE | 0.19236 | Lodging | GA, Bibb County | 400001_600000 | Zone-by-Zone | gen2_t8_halogen | Georgia | 26.6614 | E: Lodging with Zone-by-Zone Systems | 0.00079511 | 0.00089011 | 0 | 0 | 0 | 0.0034079 | 0.0010491 | 0.000687 | 1.3164e-05 | 0.00067814 | 0.0017544 | 0.00053782 | 0.00062211 | 0 | 0 | 0.0051623 | 0.001587 | 0.000687 | 1.3164e-05 | 0.0013003 | 0.0087497 | 96179.6461
59067 | pkg_0001 | Package 1, Wall & Roof Insulation + New Windows | TRUE | 0.3206 | Lodging | GA, Bibb County | 200001_400000 | Zone-by-Zone | gen2_t8_halogen | Georgia | 27.8453 | E: Lodging with Zone-by-Zone Systems | 0.00080255 | 0.00091341 | 0 | 0 | 0 | 0.0031663 | 0.0011935 | 0.00079068 | 2.2398e-05 | 0.00061164 | 0.0015786 | 0.0011689 | 0.00060623 | 0 | 0 | 0.0047449 | 0.0023624 | 0.00079068 | 2.2398e-05 | 0.0012179 | 0.0091382 | 96179.6461
12981 | pkg_0002 | Package 2, LED Lighting + Variable Speed HP RTU or HP Boilers | FALSE | 1.7104 | Lodging | GA, Bibb County | 30001_40000 | Zone-by-Zone | gen5_led | Georgia | 20.2669 | E: Lodging with Zone-by-Zone Systems | 0.00043156 | 0.00046423 | 0 | 0 | 0 | 0.0012655 | 0.0010908 | 0.00056276 | 0 | 0.00066482 | 0 | 0.00055587 | 0 | 0 | 0 | 0.0012655 | 0.0016467 | 0.00056276 | 0 | 0.00066482 | 0.0041398 | 59863.3427
12982 | pkg_0002 | Package 2, LED Lighting + Variable Speed HP RTU or HP Boilers | TRUE | 0.54036 | Lodging | GA, Bibb County | 100001_150000 | Zone-by-Zone | gen2_t8_halogen | Georgia | 19.3862 | E: Lodging with Zone-by-Zone Systems | 0.00045574 | 0.0004975 | 0 | 0 | 0 | 0.0014712 | 0.0012917 | 0.00044378 | 0 | 0.00059384 | 0 | 0.00066748 | 0 | 0 | 0 | 0.0014712 | 0.0019592 | 0.00044378 | 0 | 0.00059384 | 0.004468 | 67544.7781
12984 | pkg_0002 | Package 2, LED Lighting + Variable Speed HP RTU or HP Boilers | TRUE | 3.7592 | Lodging | GA, Bibb County | 3001_8000 | Zone-by-Zone | gen2_t8_halogen | Georgia | 22.103 | E: Lodging with Zone-by-Zone Systems | 0.00015275 | 0.00017387 | 0 | 0 | 0 | 0.00057909 | 0.00030428 | 0.00016365 | 0 | 0.00028408 | 0 | 0.00022821 | 0 | 0 | 0 | 0.00057909 | 0.00053249 | 0.00016365 | 0 | 0.00028408 | 0.0015593 | 20675.3859
12985 | pkg_0002 | Package 2, LED Lighting + Variable Speed HP RTU or HP Boilers | TRUE | 7.2478 | Lodging | GA, Bibb County | 8001_12000 | Zone-by-Zone | gen2_t8_halogen | Georgia | 19.1853 | E: Lodging with Zone-by-Zone Systems | 0.00050019 | 0.00053208 | 0 | 0 | 0 | 0.0012852 | 0.0013697 | 0.00066923 | 0 | 0.00078409 | 0 | 0.00063653 | 0 | 0 | 0 | 0.0012852 | 0.0020063 | 0.00066923 | 0 | 0.00078409 | 0.0047446 | 72477.6153
12986 | pkg_0002 | Package 2, LED Lighting + Variable Speed HP RTU or HP Boilers | TRUE | 1.1712 | Lodging | GA, Bibb County | 70001_80000 | Zone-by-Zone | gen1_t12_incandescent | Georgia | 21.2452 | E: Lodging with Zone-by-Zone Systems | 0.00065283 | 0.00071455 | 0 | 0 | 0 | 0.0022291 | 0.0018806 | 0.00063064 | 0 | 0.00078198 | 0 | 0.00084511 | 0 | 0 | 0 | 0.0022291 | 0.0027257 | 0.00063064 | 0 | 0.00078198 | 0.0063674 | 87836.5188
12987 | pkg_0002 | Package 2, LED Lighting + Variable Speed HP RTU or HP Boilers | TRUE | 3.1437 | Lodging | GA, Bibb County | 12001_30000 | Zone-by-Zone | gen1_t12_incandescent | Georgia | 20.72 | E: Lodging with Zone-by-Zone Systems | 0.00049455 | 0.0005252 | 0 | 0 | 0 | 0.0014843 | 0.001396 | 0.00053234 | 0 | 0.00066243 | 0 | 0.00059226 | 0 | 0 | 0 | 0.0014843 | 0.0019883 | 0.00053234 | 0 | 0.00066243 | 0.0046674 | 66017.1399
12988 | pkg_0002 | Package 2, LED Lighting + Variable Speed HP RTU or HP Boilers | TRUE | 0.54993 | Lodging | GA, Bibb County | 52001_64000 | Zone-by-Zone | gen2_t8_halogen | Georgia | 21.9768 | E: Lodging with Zone-by-Zone Systems | 0.00023138 | 0.00024856 | 0 | 0 | 0 | 0.00069396 | 0.00070975 | 0.00029163 | 0 | 0 | 0 | 0.00033651 | 0.00035995 | 0 | 0 | 0.00069396 | 0.0010463 | 0.00029163 | 0 | 0.00035995 | 0.0023918 | 31895.9193
12991 | pkg_0002 | Package 2, LED Lighting + Variable Speed HP RTU or HP Boilers | TRUE | 2.7389 | Lodging | GA, Bibb County | 40001_52000 | Zone-by-Zone | gen2_t8_halogen | Georgia | 19.0301 | E: Lodging with Zone-by-Zone Systems | 0.0008301 | 0.00091733 | 0 | 0 | 0 | 0.0024751 | 0.0023271 | 0.0011352 | 0 | 0.0011438 | 0 | 0.0010997 | 0 | 0 | 0 | 0.0024751 | 0.0034269 | 0.0011352 | 0 | 0.0011438 | 0.0081809 | 125989.9822
25221 | pkg_0002 | Package 2, LED Lighting + Variable Speed HP RTU or HP Boilers | TRUE | 0.578 | Lodging | GA, Bibb County | 64001_70000 | Zone-by-Zone | gen1_t12_incandescent | Georgia | 23.0606 | E: Lodging with Zone-by-Zone Systems | 0.00029187 | 0.00030921 | 0 | 0 | 0 | 0.00083723 | 0.0007097 | 0.00016959 | 4.0222e-05 | 0.00026065 | 0 | 0.00079917 | 0.00023063 | 0 | 0 | 0.00083723 | 0.0015089 | 0.00016959 | 4.0222e-05 | 0.00049128 | 0.0030472 | 38726.0629
25222 | pkg_0002 | Package 2, LED Lighting + Variable Speed HP RTU or HP Boilers | TRUE | 0.16378 | Lodging | GA, Bibb County | 80001_100000 | Zone-by-Zone | gen2_t8_halogen | Georgia | 19.0138 | E: Lodging with Zone-by-Zone Systems | 8.7429e-05 | 0.00010209 | 0 | 0 | 0 | 0.00034353 | 0.00021392 | 5.0591e-05 | 1.1098e-05 | 0.00011035 | 0 | 0.00013197 | 9.4855e-05 | 0 | 0 | 0.00034353 | 0.00034589 | 5.0591e-05 | 1.1098e-05 | 0.0002052 | 0.00095632 | 14740.3499
59061 | pkg_0002 | Package 2, LED Lighting + Variable Speed HP RTU or HP Boilers | TRUE | 0.19236 | Lodging | GA, Bibb County | 400001_600000 | Zone-by-Zone | gen2_t8_halogen | Georgia | 21.6778 | E: Lodging with Zone-by-Zone Systems | 0.00068773 | 0.00078706 | 0 | 0 | 0 | 0.003978 | 0.0010491 | 0.00023589 | 1.3133e-05 | 0.00067815 | 0 | 0.00053782 | 0.00062212 | 0 | 0 | 0.003978 | 0.001587 | 0.00023589 | 1.3133e-05 | 0.0013003 | 0.0071142 | 96179.6461
59067 | pkg_0002 | Package 2, LED Lighting + Variable Speed HP RTU or HP Boilers | TRUE | 0.3206 | Lodging | GA, Bibb County | 200001_400000 | Zone-by-Zone | gen2_t8_halogen | Georgia | 22.4456 | E: Lodging with Zone-by-Zone Systems | 0.000677 | 0.00078488 | 0 | 0 | 0 | 0.0034814 | 0.0011935 | 0.00028205 | 2.2389e-05 | 0.00061164 | 0 | 0.0011689 | 0.00060623 | 0 | 0 | 0.0034814 | 0.0023624 | 0.00028205 | 2.2389e-05 | 0.0012179 | 0.0073662 | 96179.6461
12981 | pkg_0003 | Package 3, LED Lighting + Standard Performance HP RTU or HP Boilers | FALSE | 1.7104 | Lodging | GA, Bibb County | 30001_40000 | Zone-by-Zone | gen5_led | Georgia | 20.2669 | E: Lodging with Zone-by-Zone Systems | 0.00043156 | 0.00046423 | 0 | 0 | 0 | 0.0012655 | 0.0010908 | 0.00056276 | 0 | 0.00066482 | 0 | 0.00055587 | 0 | 0 | 0 | 0.0012655 | 0.0016467 | 0.00056276 | 0 | 0.00066482 | 0.0041398 | 59863.3427
12982 | pkg_0003 | Package 3, LED Lighting + Standard Performance HP RTU or HP Boilers | TRUE | 0.54036 | Lodging | GA, Bibb County | 100001_150000 | Zone-by-Zone | gen2_t8_halogen | Georgia | 19.3862 | E: Lodging with Zone-by-Zone Systems | 0.00045574 | 0.0004975 | 0 | 0 | 0 | 0.0014712 | 0.0012917 | 0.00044378 | 0 | 0.00059384 | 0 | 0.00066748 | 0 | 0 | 0 | 0.0014712 | 0.0019592 | 0.00044378 | 0 | 0.00059384 | 0.004468 | 67544.7781
12984 | pkg_0003 | Package 3, LED Lighting + Standard Performance HP RTU or HP Boilers | TRUE | 3.7592 | Lodging | GA, Bibb County | 3001_8000 | Zone-by-Zone | gen2_t8_halogen | Georgia | 22.103 | E: Lodging with Zone-by-Zone Systems | 0.00015275 | 0.00017387 | 0 | 0 | 0 | 0.00057909 | 0.00030428 | 0.00016365 | 0 | 0.00028408 | 0 | 0.00022821 | 0 | 0 | 0 | 0.00057909 | 0.00053249 | 0.00016365 | 0 | 0.00028408 | 0.0015593 | 20675.3859
12985 | pkg_0003 | Package 3, LED Lighting + Standard Performance HP RTU or HP Boilers | TRUE | 7.2478 | Lodging | GA, Bibb County | 8001_12000 | Zone-by-Zone | gen2_t8_halogen | Georgia | 19.1853 | E: Lodging with Zone-by-Zone Systems | 0.00050019 | 0.00053208 | 0 | 0 | 0 | 0.0012852 | 0.0013697 | 0.00066923 | 0 | 0.00078409 | 0 | 0.00063653 | 0 | 0 | 0 | 0.0012852 | 0.0020063 | 0.00066923 | 0 | 0.00078409 | 0.0047446 | 72477.6153
12986 | pkg_0003 | Package 3, LED Lighting + Standard Performance HP RTU or HP Boilers | TRUE | 1.1712 | Lodging | GA, Bibb County | 70001_80000 | Zone-by-Zone | gen1_t12_incandescent | Georgia | 21.2452 | E: Lodging with Zone-by-Zone Systems | 0.00065283 | 0.00071455 | 0 | 0 | 0 | 0.0022291 | 0.0018806 | 0.00063064 | 0 | 0.00078198 | 0 | 0.00084511 | 0 | 0 | 0 | 0.0022291 | 0.0027257 | 0.00063064 | 0 | 0.00078198 | 0.0063674 | 87836.5188
12987 | pkg_0003 | Package 3, LED Lighting + Standard Performance HP RTU or HP Boilers | TRUE | 3.1437 | Lodging | GA, Bibb County | 12001_30000 | Zone-by-Zone | gen1_t12_incandescent | Georgia | 20.72 | E: Lodging with Zone-by-Zone Systems | 0.00049455 | 0.0005252 | 0 | 0 | 0 | 0.0014843 | 0.001396 | 0.00053234 | 0 | 0.00066243 | 0 | 0.00059226 | 0 | 0 | 0 | 0.0014843 | 0.0019883 | 0.00053234 | 0 | 0.00066243 | 0.0046674 | 66017.1399
12988 | pkg_0003 | Package 3, LED Lighting + Standard Performance HP RTU or HP Boilers | TRUE | 0.54993 | Lodging | GA, Bibb County | 52001_64000 | Zone-by-Zone | gen2_t8_halogen | Georgia | 21.9768 | E: Lodging with Zone-by-Zone Systems | 0.00023138 | 0.00024856 | 0 | 0 | 0 | 0.00069396 | 0.00070975 | 0.00029163 | 0 | 0 | 0 | 0.00033651 | 0.00035995 | 0 | 0 | 0.00069396 | 0.0010463 | 0.00029163 | 0 | 0.00035995 | 0.0023918 | 31895.9193
12991 | pkg_0003 | Package 3, LED Lighting + Standard Performance HP RTU or HP Boilers | TRUE | 2.7389 | Lodging | GA, Bibb County | 40001_52000 | Zone-by-Zone | gen2_t8_halogen | Georgia | 19.0301 | E: Lodging with Zone-by-Zone Systems | 0.0008301 | 0.00091733 | 0 | 0 | 0 | 0.0024751 | 0.0023271 | 0.0011352 | 0 | 0.0011438 | 0 | 0.0010997 | 0 | 0 | 0 | 0.0024751 | 0.0034269 | 0.0011352 | 0 | 0.0011438 | 0.0081809 | 125989.9822
25221 | pkg_0003 | Package 3, LED Lighting + Standard Performance HP RTU or HP Boilers | TRUE | 0.578 | Lodging | GA, Bibb County | 64001_70000 | Zone-by-Zone | gen1_t12_incandescent | Georgia | 23.0606 | E: Lodging with Zone-by-Zone Systems | 0.00029187 | 0.00030921 | 0 | 0 | 0 | 0.00083723 | 0.0007097 | 0.00016959 | 4.0222e-05 | 0.00026065 | 0 | 0.00079917 | 0.00023063 | 0 | 0 | 0.00083723 | 0.0015089 | 0.00016959 | 4.0222e-05 | 0.00049128 | 0.0030472 | 38726.0629
25222 | pkg_0003 | Package 3, LED Lighting + Standard Performance HP RTU or HP Boilers | TRUE | 0.16378 | Lodging | GA, Bibb County | 80001_100000 | Zone-by-Zone | gen2_t8_halogen | Georgia | 19.0138 | E: Lodging with Zone-by-Zone Systems | 8.7429e-05 | 0.00010209 | 0 | 0 | 0 | 0.00034353 | 0.00021392 | 5.0591e-05 | 1.1098e-05 | 0.00011035 | 0 | 0.00013197 | 9.4855e-05 | 0 | 0 | 0.00034353 | 0.00034589 | 5.0591e-05 | 1.1098e-05 | 0.0002052 | 0.00095632 | 14740.3499
59061 | pkg_0003 | Package 3, LED Lighting + Standard Performance HP RTU or HP Boilers | TRUE | 0.19236 | Lodging | GA, Bibb County | 400001_600000 | Zone-by-Zone | gen2_t8_halogen | Georgia | 21.6778 | E: Lodging with Zone-by-Zone Systems | 0.00068773 | 0.00078706 | 0 | 0 | 0 | 0.003978 | 0.0010491 | 0.00023589 | 1.3133e-05 | 0.00067815 | 0 | 0.00053782 | 0.00062212 | 0 | 0 | 0.003978 | 0.001587 | 0.00023589 | 1.3133e-05 | 0.0013003 | 0.0071142 | 96179.6461
59067 | pkg_0003 | Package 3, LED Lighting + Standard Performance HP RTU or HP Boilers | TRUE | 0.3206 | Lodging | GA, Bibb County | 200001_400000 | Zone-by-Zone | gen2_t8_halogen | Georgia | 22.4456 | E: Lodging with Zone-by-Zone Systems | 0.000677 | 0.00078488 | 0 | 0 | 0 | 0.0034814 | 0.0011935 | 0.00028205 | 2.2389e-05 | 0.00061164 | 0 | 0.0011689 | 0.00060623 | 0 | 0 | 0.0034814 | 0.0023624 | 0.00028205 | 2.2389e-05 | 0.0012179 | 0.0073662 | 96179.6461
12981 | pkg_0004 | Package 4, Package 1 + Package 2 | TRUE | 1.7104 | Lodging | GA, Bibb County | 30001_40000 | Zone-by-Zone | gen5_led | Georgia | 18.58 | E: Lodging with Zone-by-Zone Systems | 0.00039408 | 0.00042316 | 0 | 0 | 0 | 0.00092092 | 0.0010908 | 0.00056276 | 0 | 0.00066482 | 0 | 0.00055587 | 0 | 0 | 0 | 0.00092092 | 0.0016467 | 0.00056276 | 0 | 0.00066482 | 0.0037952 | 59863.3427
12982 | pkg_0004 | Package 4, Package 1 + Package 2 | TRUE | 0.54036 | Lodging | GA, Bibb County | 100001_150000 | Zone-by-Zone | gen2_t8_halogen | Georgia | 18.2977 | E: Lodging with Zone-by-Zone Systems | 0.00043197 | 0.0004676 | 0 | 0 | 0 | 0.0012203 | 0.0012917 | 0.00044378 | 0 | 0.00059384 | 0 | 0.00066748 | 0 | 0 | 0 | 0.0012203 | 0.0019592 | 0.00044378 | 0 | 0.00059384 | 0.0042171 | 67544.7781
12984 | pkg_0004 | Package 4, Package 1 + Package 2 | TRUE | 3.7592 | Lodging | GA, Bibb County | 3001_8000 | Zone-by-Zone | gen2_t8_halogen | Georgia | 20.5354 | E: Lodging with Zone-by-Zone Systems | 0.00014226 | 0.00016069 | 0 | 0 | 0 | 0.0004685 | 0.00030428 | 0.00016365 | 0 | 0.00028408 | 0 | 0.00022821 | 0 | 0 | 0 | 0.0004685 | 0.00053249 | 0.00016365 | 0 | 0.00028408 | 0.0014487 | 20675.3859
12985 | pkg_0004 | Package 4, Package 1 + Package 2 | TRUE | 7.2478 | Lodging | GA, Bibb County | 8001_12000 | Zone-by-Zone | gen2_t8_halogen | Georgia | 18.3706 | E: Lodging with Zone-by-Zone Systems | 0.00047782 | 0.00050807 | 0 | 0 | 0 | 0.0010836 | 0.0013697 | 0.00066923 | 0 | 0.00078409 | 0 | 0.00063653 | 0 | 0 | 0 | 0.0010836 | 0.0020063 | 0.00066923 | 0 | 0.00078409 | 0.0045431 | 72477.6153
12986 | pkg_0004 | Package 4, Package 1 + Package 2 | TRUE | 1.1712 | Lodging | GA, Bibb County | 70001_80000 | Zone-by-Zone | gen1_t12_incandescent | Georgia | 19.611 | E: Lodging with Zone-by-Zone Systems | 0.00060386 | 0.00065618 | 0 | 0 | 0 | 0.0017393 | 0.0018806 | 0.00063064 | 0 | 0.00078198 | 0 | 0.00084511 | 0 | 0 | 0 | 0.0017393 | 0.0027257 | 0.00063064 | 0 | 0.00078198 | 0.0058776 | 87836.5188
12987 | pkg_0004 | Package 4, Package 1 + Package 2 | TRUE | 3.1437 | Lodging | GA, Bibb County | 12001_30000 | Zone-by-Zone | gen1_t12_incandescent | Georgia | 19.5999 | E: Lodging with Zone-by-Zone Systems | 0.00047302 | 0.00049513 | 0 | 0 | 0 | 0.001232 | 0.001396 | 0.00053234 | 0 | 0.00066243 | 0 | 0.00059226 | 0 | 0 | 0 | 0.001232 | 0.0019883 | 0.00053234 | 0 | 0.00066243 | 0.0044151 | 66017.1399
12988 | pkg_0004 | Package 4, Package 1 + Package 2 | TRUE | 0.54993 | Lodging | GA, Bibb County | 52001_64000 | Zone-by-Zone | gen2_t8_halogen | Georgia | 21.5484 | E: Lodging with Zone-by-Zone Systems | 0.00022876 | 0.00024301 | 0 | 0 | 0 | 0.00064734 | 0.00070975 | 0.00029163 | 0 | 0 | 0 | 0.00033651 | 0.00035995 | 0 | 0 | 0.00064734 | 0.0010463 | 0.00029163 | 0 | 0.00035995 | 0.0023452 | 31895.9193
12991 | pkg_0004 | Package 4, Package 1 + Package 2 | TRUE | 2.7389 | Lodging | GA, Bibb County | 40001_52000 | Zone-by-Zone | gen2_t8_halogen | Georgia | 18.3869 | E: Lodging with Zone-by-Zone Systems | 0.00080993 | 0.00088438 | 0 | 0 | 0 | 0.0021986 | 0.0023271 | 0.0011352 | 0 | 0.0011438 | 0 | 0.0010997 | 0 | 0 | 0 | 0.0021986 | 0.0034269 | 0.0011352 | 0 | 0.0011438 | 0.0079044 | 125989.9822
25221 | pkg_0004 | Package 4, Package 1 + Package 2 | TRUE | 0.578 | Lodging | GA, Bibb County | 64001_70000 | Zone-by-Zone | gen1_t12_incandescent | Georgia | 22.6385 | E: Lodging with Zone-by-Zone Systems | 0.00028683 | 0.00030257 | 0 | 0 | 0 | 0.00078147 | 0.0007097 | 0.00016959 | 4.0217e-05 | 0.00026065 | 0 | 0.00079917 | 0.00023063 | 0 | 0 | 0.00078147 | 0.0015089 | 0.00016959 | 4.0217e-05 | 0.00049128 | 0.0029914 | 38726.0629
25222 | pkg_0004 | Package 4, Package 1 + Package 2 | TRUE | 0.16378 | Lodging | GA, Bibb County | 80001_100000 | Zone-by-Zone | gen2_t8_halogen | Georgia | 17.4769 | E: Lodging with Zone-by-Zone Systems | 8.0438e-05 | 9.2876e-05 | 0 | 0 | 0 | 0.00026623 | 0.00021392 | 5.0591e-05 | 1.1098e-05 | 0.00011035 | 0 | 0.00013197 | 9.4855e-05 | 0 | 0 | 0.00026623 | 0.00034589 | 5.0591e-05 | 1.1098e-05 | 0.0002052 | 0.00087902 | 14740.3499
59061 | pkg_0004 | Package 4, Package 1 + Package 2 | TRUE | 0.19236 | Lodging | GA, Bibb County | 400001_600000 | Zone-by-Zone | gen2_t8_halogen | Georgia | 20.8914 | E: Lodging with Zone-by-Zone Systems | 0.00066577 | 0.0007563 | 0 | 0 | 0 | 0.0037199 | 0.0010491 | 0.00023589 | 1.3125e-05 | 0.00067814 | 0 | 0.00053782 | 0.00062211 | 0 | 0 | 0.0037199 | 0.001587 | 0.00023589 | 1.3125e-05 | 0.0013003 | 0.0068561 | 96179.6461
59067 | pkg_0004 | Package 4, Package 1 + Package 2 | FALSE | 0.3206 | Lodging | GA, Bibb County | 200001_400000 | Zone-by-Zone | gen2_t8_halogen | Georgia | 28.1551 | E: Lodging with Zone-by-Zone Systems | 0.00080982 | 0.00092198 | 0 | 0 | 0 | 0.0032003 | 0.0011935 | 0.00079068 | 2.2398e-05 | 0.00061164 | 0.0016462 | 0.0011689 | 0.00060623 | 0 | 0 | 0.0048465 | 0.0023624 | 0.00079068 | 2.2398e-05 | 0.0012179 | 0.0092399 | 96179.6461
12981 | pkg_0005 | Package 5, Variable Speed HP RTU or HP Boilers + Economizer + DCV + Energy Recovery | FALSE | 1.7104 | Lodging | GA, Bibb County | 30001_40000 | Zone-by-Zone | gen5_led | Georgia | 20.2669 | E: Lodging with Zone-by-Zone Systems | 0.00043156 | 0.00046423 | 0 | 0 | 0 | 0.0012655 | 0.0010908 | 0.00056276 | 0 | 0.00066482 | 0 | 0.00055587 | 0 | 0 | 0 | 0.0012655 | 0.0016467 | 0.00056276 | 0 | 0.00066482 | 0.0041398 | 59863.3427
12982 | pkg_0005 | Package 5, Variable Speed HP RTU or HP Boilers + Economizer + DCV + Energy Recovery | FALSE | 0.54036 | Lodging | GA, Bibb County | 100001_150000 | Zone-by-Zone | gen2_t8_halogen | Georgia | 22.4823 | E: Lodging with Zone-by-Zone Systems | 0.00053222 | 0.00058253 | 0 | 0 | 0 | 0.0016226 | 0.0012917 | 0.0010059 | 0 | 0.00059384 | 0 | 0.00066748 | 0 | 0 | 0 | 0.0016226 | 0.0019592 | 0.0010059 | 0 | 0.00059384 | 0.0051816 | 67544.7781
12984 | pkg_0005 | Package 5, Variable Speed HP RTU or HP Boilers + Economizer + DCV + Energy Recovery | FALSE | 3.7592 | Lodging | GA, Bibb County | 3001_8000 | Zone-by-Zone | gen2_t8_halogen | Georgia | 23.7995 | E: Lodging with Zone-by-Zone Systems | 0.00016549 | 0.00018814 | 0 | 0 | 0 | 0.00059833 | 0.00030428 | 0.00026409 | 0 | 0.00028408 | 0 | 0.00022821 | 0 | 0 | 0 | 0.00059833 | 0.00053249 | 0.00026409 | 0 | 0.00028408 | 0.001679 | 20675.3859
12985 | pkg_0005 | Package 5, Variable Speed HP RTU or HP Boilers + Economizer + DCV + Energy Recovery | FALSE | 7.2478 | Lodging | GA, Bibb County | 8001_12000 | Zone-by-Zone | gen2_t8_halogen | Georgia | 22.0664 | E: Lodging with Zone-by-Zone Systems | 0.00057965 | 0.00061699 | 0 | 0 | 0 | 0.0013976 | 0.0013697 | 0.0012691 | 0 | 0.00078409 | 0 | 0.00063653 | 0 | 0 | 0 | 0.0013976 | 0.0020063 | 0.0012691 | 0 | 0.00078409 | 0.0054571 | 72477.6153
12986 | pkg_0005 | Package 5, Variable Speed HP RTU or HP Boilers + Economizer + DCV + Energy Recovery | FALSE | 1.1712 | Lodging | GA, Bibb County | 70001_80000 | Zone-by-Zone | gen1_t12_incandescent | Georgia | 26.3233 | E: Lodging with Zone-by-Zone Systems | 0.0008001 | 0.00089592 | 0 | 0 | 0 | 0.0024786 | 0.0018806 | 0.0019031 | 0 | 0.00078198 | 0 | 0.00084511 | 0 | 0 | 0 | 0.0024786 | 0.0027257 | 0.0019031 | 0 | 0.00078198 | 0.0078894 | 87836.5188
12987 | pkg_0005 | Package 5, Variable Speed HP RTU or HP Boilers + Economizer + DCV + Energy Recovery | FALSE | 3.1437 | Lodging | GA, Bibb County | 12001_30000 | Zone-by-Zone | gen1_t12_incandescent | Georgia | 26.9731 | E: Lodging with Zone-by-Zone Systems | 0.00066074 | 0.00069305 | 0 | 0 | 0 | 0.0018979 | 0.001396 | 0.0015273 | 0 | 0.00066243 | 0 | 0.00059226 | 0 | 0 | 0 | 0.0018979 | 0.0019883 | 0.0015273 | 0 | 0.00066243 | 0.006076 | 66017.1399
12988 | pkg_0005 | Package 5, Variable Speed HP RTU or HP Boilers + Economizer + DCV + Energy Recovery | FALSE | 0.54993 | Lodging | GA, Bibb County | 52001_64000 | Zone-by-Zone | gen2_t8_halogen | Georgia | 25.4626 | E: Lodging with Zone-by-Zone Systems | 0.0002705 | 0.00029377 | 0 | 0 | 0 | 0.00080989 | 0.00070975 | 0.00055507 | 0 | 0 | 0 | 0.00033651 | 0.00035995 | 0 | 0 | 0.00080989 | 0.0010463 | 0.00055507 | 0 | 0.00035995 | 0.0027712 | 31895.9193
12991 | pkg_0005 | Package 5, Variable Speed HP RTU or HP Boilers + Economizer + DCV + Energy Recovery | FALSE | 2.7389 | Lodging | GA, Bibb County | 40001_52000 | Zone-by-Zone | gen2_t8_halogen | Georgia | 22.341 | E: Lodging with Zone-by-Zone Systems | 0.0009795 | 0.0010869 | 0 | 0 | 0 | 0.0028996 | 0.0023271 | 0.0021339 | 0 | 0.0011438 | 0 | 0.0010997 | 0 | 0 | 0 | 0.0028996 | 0.0034269 | 0.0021339 | 0 | 0.0011438 | 0.0096043 | 125989.9822
25221 | pkg_0005 | Package 5, Variable Speed HP RTU or HP Boilers + Economizer + DCV + Energy Recovery | FALSE | 0.578 | Lodging | GA, Bibb County | 64001_70000 | Zone-by-Zone | gen1_t12_incandescent | Georgia | 27.6604 | E: Lodging with Zone-by-Zone Systems | 0.00035556 | 0.00038165 | 0 | 0 | 0 | 0.0010062 | 0.0007097 | 0.0006085 | 4.0189e-05 | 0.00026065 | 0 | 0.00079917 | 0.00023063 | 0 | 0 | 0.0010062 | 0.0015089 | 0.0006085 | 4.0189e-05 | 0.00049128 | 0.003655 | 38726.0629
25222 | pkg_0005 | Package 5, Variable Speed HP RTU or HP Boilers + Economizer + DCV + Energy Recovery | FALSE | 0.16378 | Lodging | GA, Bibb County | 80001_100000 | Zone-by-Zone | gen2_t8_halogen | Georgia | 21.0673 | E: Lodging with Zone-by-Zone Systems | 9.9278e-05 | 0.0001144 | 0 | 0 | 0 | 0.00036765 | 0.00021392 | 0.00012973 | 1.1126e-05 | 0.00011035 | 0 | 0.00013197 | 9.4855e-05 | 0 | 0 | 0.00036765 | 0.00034589 | 0.00012973 | 1.1126e-05 | 0.0002052 | 0.0010596 | 14740.3499
59061 | pkg_0005 | Package 5, Variable Speed HP RTU or HP Boilers + Economizer + DCV + Energy Recovery | TRUE | 0.19236 | Lodging | GA, Bibb County | 400001_600000 | Zone-by-Zone | gen2_t8_halogen | Georgia | 22.0685 | E: Lodging with Zone-by-Zone Systems | 0.00070118 | 0.00080234 | 0 | 0 | 0 | 0.003655 | 0.0010491 | 0.000687 | 1.3173e-05 | 0.00067815 | 0 | 0.00053782 | 0.00062212 | 0 | 0 | 0.003655 | 0.001587 | 0.000687 | 1.3173e-05 | 0.0013003 | 0.0072424 | 96179.6461
59067 | pkg_0005 | Package 5, Variable Speed HP RTU or HP Boilers + Economizer + DCV + Energy Recovery | TRUE | 0.3206 | Lodging | GA, Bibb County | 200001_400000 | Zone-by-Zone | gen2_t8_halogen | Georgia | 23.2674 | E: Lodging with Zone-by-Zone Systems | 0.00070711 | 0.00081702 | 0 | 0 | 0 | 0.0032425 | 0.0011935 | 0.00079068 | 2.2426e-05 | 0.00061164 | 0 | 0.0011689 | 0.00060623 | 0 | 0 | 0.0032425 | 0.0023624 | 0.00079068 | 2.2426e-05 | 0.0012179 | 0.0076359 | 96179.6461
12981 | pkg_0006 | Comprehensive Geothermal Heat Pump Package, Hydronic GHP, Packaged GHP, or Console GHP | TRUE | 1.7104 | Lodging | GA, Bibb County | 30001_40000 | Zone-by-Zone | gen5_led | Georgia | 21.3604 | E: Lodging with Zone-by-Zone Systems | 0.00045805 | 0.00049084 | 0 | 0 | 0 | 0.0014888 | 0.0010908 | 0.00056276 | 0 | 0.00066482 | 0 | 0.00055587 | 0 | 0 | 0 | 0.0014888 | 0.0016467 | 0.00056276 | 0 | 0.00066482 | 0.0043631 | 59863.3427
12982 | pkg_0006 | Comprehensive Geothermal Heat Pump Package, Hydronic GHP, Packaged GHP, or Console GHP | TRUE | 0.54036 | Lodging | GA, Bibb County | 100001_150000 | Zone-by-Zone | gen2_t8_halogen | Georgia | 22.807 | E: Lodging with Zone-by-Zone Systems | 0.00054646 | 0.00059145 | 0 | 0 | 0 | 0.0016974 | 0.0012917 | 0.0010059 | 0 | 0.00059384 | 0 | 0.00066748 | 0 | 0 | 0 | 0.0016974 | 0.0019592 | 0.0010059 | 0 | 0.00059384 | 0.0052564 | 67544.7781
12984 | pkg_0006 | Comprehensive Geothermal Heat Pump Package, Hydronic GHP, Packaged GHP, or Console GHP | TRUE | 3.7592 | Lodging | GA, Bibb County | 3001_8000 | Zone-by-Zone | gen2_t8_halogen | Georgia | 26.2409 | E: Lodging with Zone-by-Zone Systems | 0.00018807 | 0.00020866 | 0 | 0 | 0 | 0.00077064 | 0.00030428 | 0.00026409 | 0 | 0.00028408 | 0 | 0.00022821 | 0 | 0 | 0 | 0.00077064 | 0.00053249 | 0.00026409 | 0 | 0.00028408 | 0.0018512 | 20675.3859
12985 | pkg_0006 | Comprehensive Geothermal Heat Pump Package, Hydronic GHP, Packaged GHP, or Console GHP | TRUE | 7.2478 | Lodging | GA, Bibb County | 8001_12000 | Zone-by-Zone | gen2_t8_halogen | Georgia | 22.6083 | E: Lodging with Zone-by-Zone Systems | 0.00059717 | 0.00063296 | 0 | 0 | 0 | 0.0015316 | 0.0013697 | 0.0012691 | 0 | 0.00078409 | 0 | 0.00063653 | 0 | 0 | 0 | 0.0015316 | 0.0020063 | 0.0012691 | 0 | 0.00078409 | 0.0055911 | 72477.6153
12986 | pkg_0006 | Comprehensive Geothermal Heat Pump Package, Hydronic GHP, Packaged GHP, or Console GHP | TRUE | 1.1712 | Lodging | GA, Bibb County | 70001_80000 | Zone-by-Zone | gen1_t12_incandescent | Georgia | 26.3613 | E: Lodging with Zone-by-Zone Systems | 0.00081587 | 0.00089727 | 0 | 0 | 0 | 0.00249 | 0.0018806 | 0.0019031 | 0 | 0.00078198 | 0 | 0.00084511 | 0 | 0 | 0 | 0.00249 | 0.0027257 | 0.0019031 | 0 | 0.00078198 | 0.0079007 | 87836.5188
12987 | pkg_0006 | Comprehensive Geothermal Heat Pump Package, Hydronic GHP, Packaged GHP, or Console GHP | TRUE | 3.1437 | Lodging | GA, Bibb County | 12001_30000 | Zone-by-Zone | gen1_t12_incandescent | Georgia | 26.9123 | E: Lodging with Zone-by-Zone Systems | 0.0006622 | 0.00069142 | 0 | 0 | 0 | 0.0018842 | 0.001396 | 0.0015273 | 0 | 0.00066246 | 0 | 0.00059226 | 0 | 0 | 0 | 0.0018842 | 0.0019883 | 0.0015273 | 0 | 0.00066246 | 0.0060623 | 66017.1399
12988 | pkg_0006 | Comprehensive Geothermal Heat Pump Package, Hydronic GHP, Packaged GHP, or Console GHP | TRUE | 0.54993 | Lodging | GA, Bibb County | 52001_64000 | Zone-by-Zone | gen2_t8_halogen | Georgia | 25.511 | E: Lodging with Zone-by-Zone Systems | 0.00027611 | 0.0002944 | 0 | 0 | 0 | 0.00081516 | 0.00070975 | 0.00055507 | 0 | 0 | 0 | 0.00033651 | 0.00035995 | 0 | 0 | 0.00081516 | 0.0010463 | 0.00055507 | 0 | 0.00035995 | 0.0027765 | 31895.9193
12991 | pkg_0006 | Comprehensive Geothermal Heat Pump Package, Hydronic GHP, Packaged GHP, or Console GHP | TRUE | 2.7389 | Lodging | GA, Bibb County | 40001_52000 | Zone-by-Zone | gen2_t8_halogen | Georgia | 22.8328 | E: Lodging with Zone-by-Zone Systems | 0.0010255 | 0.0011121 | 0 | 0 | 0 | 0.0031111 | 0.0023271 | 0.0021339 | 0 | 0.0011438 | 0 | 0.0010997 | 0 | 0 | 0 | 0.0031111 | 0.0034269 | 0.0021339 | 0 | 0.0011438 | 0.0098157 | 125989.9822
25221 | pkg_0006 | Comprehensive Geothermal Heat Pump Package, Hydronic GHP, Packaged GHP, or Console GHP | TRUE | 0.578 | Lodging | GA, Bibb County | 64001_70000 | Zone-by-Zone | gen1_t12_incandescent | Georgia | 28.8587 | E: Lodging with Zone-by-Zone Systems | 0.00037653 | 0.00040051 | 0 | 0 | 0 | 0.0011646 | 0.0007097 | 0.0006085 | 4.008e-05 | 0.00026066 | 0 | 0.00079917 | 0.00023063 | 0 | 0 | 0.0011646 | 0.0015089 | 0.0006085 | 4.008e-05 | 0.00049129 | 0.0038134 | 38726.0629
25222 | pkg_0006 | Comprehensive Geothermal Heat Pump Package, Hydronic GHP, Packaged GHP, or Console GHP | TRUE | 0.16378 | Lodging | GA, Bibb County | 80001_100000 | Zone-by-Zone | gen2_t8_halogen | Georgia | 24.9454 | E: Lodging with Zone-by-Zone Systems | 0.00012617 | 0.00013764 | 0 | 0 | 0 | 0.00056283 | 0.00021392 | 0.00012973 | 1.0995e-05 | 0.00011035 | 0 | 0.00013197 | 9.4855e-05 | 0 | 0 | 0.00056283 | 0.00034589 | 0.00012973 | 1.0995e-05 | 0.0002052 | 0.0012547 | 14740.3499
59061 | pkg_0006 | Comprehensive Geothermal Heat Pump Package, Hydronic GHP, Packaged GHP, or Console GHP | FALSE | 0.19236 | Lodging | GA, Bibb County | 400001_600000 | Zone-by-Zone | gen2_t8_halogen | Georgia | 27.4775 | E: Lodging with Zone-by-Zone Systems | 0.00081599 | 0.00092038 | 0 | 0 | 0 | 0.0036444 | 0.0010491 | 0.000687 | 1.3169e-05 | 0.00067815 | 0.0017857 | 0.00053782 | 0.00062212 | 0 | 0 | 0.0054301 | 0.001587 | 0.000687 | 1.3169e-05 | 0.0013003 | 0.0090175 | 96179.6461
59067 | pkg_0006 | Comprehensive Geothermal Heat Pump Package, Hydronic GHP, Packaged GHP, or Console GHP | TRUE | 0.3206 | Lodging | GA, Bibb County | 200001_400000 | Zone-by-Zone | gen2_t8_halogen | Georgia | 21.9327 | E: Lodging with Zone-by-Zone Systems | 0.00066526 | 0.00076482 | 0 | 0 | 0 | 0.0028045 | 0.0011935 | 0.00079068 | 2.2386e-05 | 0.00061164 | 0 | 0.0011689 | 0.00060623 | 0 | 0 | 0.0028045 | 0.0023624 | 0.00079068 | 2.2386e-05 | 0.0012179 | 0.0071978 | 96179.6461
12981 | pkg_0007 | Package 6, Demand Flexibility, Lighting + Thermostat Control, Load Shed for Daily Bldg Peak Reduction | FALSE | 1.7104 | Lodging | GA, Bibb County | 30001_40000 | Zone-by-Zone | gen5_led | Georgia | 20.2669 | E: Lodging with Zone-by-Zone Systems | 0.00043156 | 0.00046423 | 0 | 0 | 0 | 0.0012655 | 0.0010908 | 0.00056276 | 0 | 0.00066482 | 0 | 0.00055587 | 0 | 0 | 0 | 0.0012655 | 0.0016467 | 0.00056276 | 0 | 0.00066482 | 0.0041398 | 59863.3427
12982 | pkg_0007 | Package 6, Demand Flexibility, Lighting + Thermostat Control, Load Shed for Daily Bldg Peak Reduction | FALSE | 0.54036 | Lodging | GA, Bibb County | 100001_150000 | Zone-by-Zone | gen2_t8_halogen | Georgia | 22.4823 | E: Lodging with Zone-by-Zone Systems | 0.00053222 | 0.00058253 | 0 | 0 | 0 | 0.0016226 | 0.0012917 | 0.0010059 | 0 | 0.00059384 | 0 | 0.00066748 | 0 | 0 | 0 | 0.0016226 | 0.0019592 | 0.0010059 | 0 | 0.00059384 | 0.0051816 | 67544.7781
12984 | pkg_0007 | Package 6, Demand Flexibility, Lighting + Thermostat Control, Load Shed for Daily Bldg Peak Reduction | FALSE | 3.7592 | Lodging | GA, Bibb County | 3001_8000 | Zone-by-Zone | gen2_t8_halogen | Georgia | 23.7995 | E: Lodging with Zone-by-Zone Systems | 0.00016549 | 0.00018814 | 0 | 0 | 0 | 0.00059833 | 0.00030428 | 0.00026409 | 0 | 0.00028408 | 0 | 0.00022821 | 0 | 0 | 0 | 0.00059833 | 0.00053249 | 0.00026409 | 0 | 0.00028408 | 0.001679 | 20675.3859
12985 | pkg_0007 | Package 6, Demand Flexibility, Lighting + Thermostat Control, Load Shed for Daily Bldg Peak Reduction | FALSE | 7.2478 | Lodging | GA, Bibb County | 8001_12000 | Zone-by-Zone | gen2_t8_halogen | Georgia | 22.0664 | E: Lodging with Zone-by-Zone Systems | 0.00057965 | 0.00061699 | 0 | 0 | 0 | 0.0013976 | 0.0013697 | 0.0012691 | 0 | 0.00078409 | 0 | 0.00063653 | 0 | 0 | 0 | 0.0013976 | 0.0020063 | 0.0012691 | 0 | 0.00078409 | 0.0054571 | 72477.6153
12986 | pkg_0007 | Package 6, Demand Flexibility, Lighting + Thermostat Control, Load Shed for Daily Bldg Peak Reduction | FALSE | 1.1712 | Lodging | GA, Bibb County | 70001_80000 | Zone-by-Zone | gen1_t12_incandescent | Georgia | 26.3233 | E: Lodging with Zone-by-Zone Systems | 0.0008001 | 0.00089592 | 0 | 0 | 0 | 0.0024786 | 0.0018806 | 0.0019031 | 0 | 0.00078198 | 0 | 0.00084511 | 0 | 0 | 0 | 0.0024786 | 0.0027257 | 0.0019031 | 0 | 0.00078198 | 0.0078894 | 87836.5188
12987 | pkg_0007 | Package 6, Demand Flexibility, Lighting + Thermostat Control, Load Shed for Daily Bldg Peak Reduction | FALSE | 3.1437 | Lodging | GA, Bibb County | 12001_30000 | Zone-by-Zone | gen1_t12_incandescent | Georgia | 26.9731 | E: Lodging with Zone-by-Zone Systems | 0.00066074 | 0.00069305 | 0 | 0 | 0 | 0.0018979 | 0.001396 | 0.0015273 | 0 | 0.00066243 | 0 | 0.00059226 | 0 | 0 | 0 | 0.0018979 | 0.0019883 | 0.0015273 | 0 | 0.00066243 | 0.006076 | 66017.1399
12988 | pkg_0007 | Package 6, Demand Flexibility, Lighting + Thermostat Control, Load Shed for Daily Bldg Peak Reduction | FALSE | 0.54993 | Lodging | GA, Bibb County | 52001_64000 | Zone-by-Zone | gen2_t8_halogen | Georgia | 25.4626 | E: Lodging with Zone-by-Zone Systems | 0.0002705 | 0.00029377 | 0 | 0 | 0 | 0.00080989 | 0.00070975 | 0.00055507 | 0 | 0 | 0 | 0.00033651 | 0.00035995 | 0 | 0 | 0.00080989 | 0.0010463 | 0.00055507 | 0 | 0.00035995 | 0.0027712 | 31895.9193
12991 | pkg_0007 | Package 6, Demand Flexibility, Lighting + Thermostat Control, Load Shed for Daily Bldg Peak Reduction | FALSE | 2.7389 | Lodging | GA, Bibb County | 40001_52000 | Zone-by-Zone | gen2_t8_halogen | Georgia | 22.341 | E: Lodging with Zone-by-Zone Systems | 0.0009795 | 0.0010869 | 0 | 0 | 0 | 0.0028996 | 0.0023271 | 0.0021339 | 0 | 0.0011438 | 0 | 0.0010997 | 0 | 0 | 0 | 0.0028996 | 0.0034269 | 0.0021339 | 0 | 0.0011438 | 0.0096043 | 125989.9822
25221 | pkg_0007 | Package 6, Demand Flexibility, Lighting + Thermostat Control, Load Shed for Daily Bldg Peak Reduction | FALSE | 0.578 | Lodging | GA, Bibb County | 64001_70000 | Zone-by-Zone | gen1_t12_incandescent | Georgia | 27.6604 | E: Lodging with Zone-by-Zone Systems | 0.00035556 | 0.00038165 | 0 | 0 | 0 | 0.0010062 | 0.0007097 | 0.0006085 | 4.0189e-05 | 0.00026065 | 0 | 0.00079917 | 0.00023063 | 0 | 0 | 0.0010062 | 0.0015089 | 0.0006085 | 4.0189e-05 | 0.00049128 | 0.003655 | 38726.0629
25222 | pkg_0007 | Package 6, Demand Flexibility, Lighting + Thermostat Control, Load Shed for Daily Bldg Peak Reduction | FALSE | 0.16378 | Lodging | GA, Bibb County | 80001_100000 | Zone-by-Zone | gen2_t8_halogen | Georgia | 21.0673 | E: Lodging with Zone-by-Zone Systems | 9.9278e-05 | 0.0001144 | 0 | 0 | 0 | 0.00036765 | 0.00021392 | 0.00012973 | 1.1126e-05 | 0.00011035 | 0 | 0.00013197 | 9.4855e-05 | 0 | 0 | 0.00036765 | 0.00034589 | 0.00012973 | 1.1126e-05 | 0.0002052 | 0.0010596 | 14740.3499
59061 | pkg_0007 | Package 6, Demand Flexibility, Lighting + Thermostat Control, Load Shed for Daily Bldg Peak Reduction | FALSE | 0.19236 | Lodging | GA, Bibb County | 400001_600000 | Zone-by-Zone | gen2_t8_halogen | Georgia | 27.4775 | E: Lodging with Zone-by-Zone Systems | 0.00081599 | 0.00092038 | 0 | 0 | 0 | 0.0036444 | 0.0010491 | 0.000687 | 1.3169e-05 | 0.00067815 | 0.0017857 | 0.00053782 | 0.00062212 | 0 | 0 | 0.0054301 | 0.001587 | 0.000687 | 1.3169e-05 | 0.0013003 | 0.0090175 | 96179.6461
59067 | pkg_0007 | Package 6, Demand Flexibility, Lighting + Thermostat Control, Load Shed for Daily Bldg Peak Reduction | FALSE | 0.3206 | Lodging | GA, Bibb County | 200001_400000 | Zone-by-Zone | gen2_t8_halogen | Georgia | 28.1551 | E: Lodging with Zone-by-Zone Systems | 0.00080982 | 0.00092198 | 0 | 0 | 0 | 0.0032003 | 0.0011935 | 0.00079068 | 2.2398e-05 | 0.00061164 | 0.0016462 | 0.0011689 | 0.00060623 | 0 | 0 | 0.0048465 | 0.0023624 | 0.00079068 | 2.2398e-05 | 0.0012179 | 0.0092399 | 96179.6461
59063 | env_0001 | Wall Insulation | TRUE | 0.11785 | Lodging | GA, Cherokee County | over_1mil | Zone-by-Zone | gen2_t8_halogen | Georgia | 29.1164 | E: Lodging with Zone-by-Zone Systems | 0.0011468 | 0.001266 | 0 | 0 | 0 | 0.0044601 | 0.0013578 | 0.0010977 | 8.0913e-06 | 0.00082106 | 0.0035328 | 0.00078082 | 0.00082028 | 0 | 0 | 0.0079929 | 0.0021386 | 0.0010977 | 8.0913e-06 | 0.0016413 | 0.012879 | 129630.9504
59063 | env_0002 | Roof Insulation | TRUE | 0.11785 | Lodging | GA, Cherokee County | over_1mil | Zone-by-Zone | gen2_t8_halogen | Georgia | 27.9515 | E: Lodging with Zone-by-Zone Systems | 0.0011117 | 0.0012257 | 0 | 0 | 0 | 0.0043494 | 0.0013578 | 0.0010977 | 8.0935e-06 | 0.00082106 | 0.0031282 | 0.00078082 | 0.00082028 | 0 | 0 | 0.0074776 | 0.0021386 | 0.0010977 | 8.0935e-06 | 0.0016413 | 0.012363 | 129630.9504
59063 | env_0003 | Secondary Windows | TRUE | 0.11785 | Lodging | GA, Cherokee County | over_1mil | Zone-by-Zone | gen2_t8_halogen | Georgia | 29.1114 | E: Lodging with Zone-by-Zone Systems | 0.0011462 | 0.0012644 | 0 | 0 | 0 | 0.004433 | 0.0013578 | 0.0010977 | 8.0913e-06 | 0.00082106 | 0.0035577 | 0.00078082 | 0.00082028 | 0 | 0 | 0.0079907 | 0.0021386 | 0.0010977 | 8.0913e-06 | 0.0016413 | 0.012877 | 129630.9504
59063 | env_0004 | Window Film | TRUE | 0.11785 | Lodging | GA, Cherokee County | over_1mil | Zone-by-Zone | gen2_t8_halogen | Georgia | 29.1795 | E: Lodging with Zone-by-Zone Systems | 0.0011466 | 0.0012633 | 0 | 0 | 0 | 0.004373 | 0.0013578 | 0.0010977 | 8.0902e-06 | 0.00082106 | 0.0036478 | 0.00078082 | 0.00082028 | 0 | 0 | 0.0080208 | 0.0021386 | 0.0010977 | 8.0902e-06 | 0.0016413 | 0.012907 | 129630.9504
59063 | env_0005 | New Windows | TRUE | 0.11785 | Lodging | GA, Cherokee County | over_1mil | Zone-by-Zone | gen2_t8_halogen | Georgia | 29.048 | E: Lodging with Zone-by-Zone Systems | 0.0011432 | 0.0012593 | 0 | 0 | 0 | 0.0043726 | 0.0013578 | 0.0010977 | 8.0902e-06 | 0.00082106 | 0.0035901 | 0.00078082 | 0.00082028 | 0 | 0 | 0.0079627 | 0.0021386 | 0.0010977 | 8.0902e-06 | 0.0016413 | 0.012848 | 129630.9504
59063 | hvac_0001 | HP Boiler, Electric Backup | TRUE | 0.11785 | Lodging | GA, Cherokee County | over_1mil | Zone-by-Zone | gen2_t8_halogen | Georgia | 23.4774 | E: Lodging with Zone-by-Zone Systems | 0.0010423 | 0.0011537 | 0 | 0 | 0 | 0.0054987 | 0.0013578 | 0.0010977 | 8.0913e-06 | 0.00082106 | 0 | 0.00078082 | 0.00082028 | 0 | 0 | 0.0054987 | 0.0021386 | 0.0010977 | 8.0913e-06 | 0.0016413 | 0.010384 | 129630.9504
59063 | hvac_0002 | HP Boiler, Gas Backup | TRUE | 0.11785 | Lodging | GA, Cherokee County | over_1mil | Zone-by-Zone | gen2_t8_halogen | Georgia | 23.4775 | E: Lodging with Zone-by-Zone Systems | 0.0010423 | 0.0011537 | 0 | 0 | 0 | 0.0054985 | 0.0013578 | 0.0010977 | 8.0913e-06 | 0.00082106 | 2.3121e-07 | 0.00078082 | 0.00082028 | 0 | 0 | 0.0054987 | 0.0021386 | 0.0010977 | 8.0913e-06 | 0.0016413 | 0.010385 | 129630.9504
59063 | hvac_0003 | DOAS HP Minisplits | FALSE | 0.11785 | Lodging | GA, Cherokee County | over_1mil | Zone-by-Zone | gen2_t8_halogen | Georgia | 29.1619 | E: Lodging with Zone-by-Zone Systems | 0.0011481 | 0.0012675 | 0 | 0 | 0 | 0.0044632 | 0.0013578 | 0.0010977 | 8.0913e-06 | 0.00082106 | 0.0035499 | 0.00078082 | 0.00082028 | 0 | 0 | 0.0080131 | 0.0021386 | 0.0010977 | 8.0913e-06 | 0.0016413 | 0.012899 | 129630.9504
59063 | hvac_0004 | Variable Speed HP RTU, Original Heating Fuel Backup | FALSE | 0.11785 | Lodging | GA, Cherokee County | over_1mil | Zone-by-Zone | gen2_t8_halogen | Georgia | 29.1619 | E: Lodging with Zone-by-Zone Systems | 0.0011481 | 0.0012675 | 0 | 0 | 0 | 0.0044632 | 0.0013578 | 0.0010977 | 8.0913e-06 | 0.00082106 | 0.0035499 | 0.00078082 | 0.00082028 | 0 | 0 | 0.0080131 | 0.0021386 | 0.0010977 | 8.0913e-06 | 0.0016413 | 0.012899 | 129630.9504
59063 | hvac_0005 | Variable Speed HP RTU, Electric Backup | FALSE | 0.11785 | Lodging | GA, Cherokee County | over_1mil | Zone-by-Zone | gen2_t8_halogen | Georgia | 29.1619 | E: Lodging with Zone-by-Zone Systems | 0.0011481 | 0.0012675 | 0 | 0 | 0 | 0.0044632 | 0.0013578 | 0.0010977 | 8.0913e-06 | 0.00082106 | 0.0035499 | 0.00078082 | 0.00082028 | 0 | 0 | 0.0080131 | 0.0021386 | 0.0010977 | 8.0913e-06 | 0.0016413 | 0.012899 | 129630.9504
59063 | hvac_0006 | VRF with DOAS | FALSE | 0.11785 | Lodging | GA, Cherokee County | over_1mil | Zone-by-Zone | gen2_t8_halogen | Georgia | 29.1619 | E: Lodging with Zone-by-Zone Systems | 0.0011481 | 0.0012675 | 0 | 0 | 0 | 0.0044632 | 0.0013578 | 0.0010977 | 8.0913e-06 | 0.00082106 | 0.0035499 | 0.00078082 | 0.00082028 | 0 | 0 | 0.0080131 | 0.0021386 | 0.0010977 | 8.0913e-06 | 0.0016413 | 0.012899 | 129630.9504
59063 | hvac_0007 | Demand Control Ventilation | FALSE | 0.11785 | Lodging | GA, Cherokee County | over_1mil | Zone-by-Zone | gen2_t8_halogen | Georgia | 29.1619 | E: Lodging with Zone-by-Zone Systems | 0.0011481 | 0.0012675 | 0 | 0 | 0 | 0.0044632 | 0.0013578 | 0.0010977 | 8.0913e-06 | 0.00082106 | 0.0035499 | 0.00078082 | 0.00082028 | 0 | 0 | 0.0080131 | 0.0021386 | 0.0010977 | 8.0913e-06 | 0.0016413 | 0.012899 | 129630.9504
59063 | hvac_0008 | Energy Recovery for AHUs | TRUE | 0.11785 | Lodging | GA, Cherokee County | over_1mil | Zone-by-Zone | gen2_t8_halogen | Georgia | 25.1524 | E: Lodging with Zone-by-Zone Systems | 0.0010332 | 0.0011512 | 0 | 0 | 0 | 0.004506 | 0.0013578 | 0.0010977 | 8.0958e-06 | 0.00082106 | 0.0017336 | 0.00078082 | 0.00082028 | 0 | 0 | 0.0062396 | 0.0021386 | 0.0010977 | 8.0958e-06 | 0.0016413 | 0.011125 | 129630.9504
59063 | hvac_0009 | Air Side Economizers for AHUs | FALSE | 0.11785 | Lodging | GA, Cherokee County | over_1mil | Zone-by-Zone | gen2_t8_halogen | Georgia | 29.1619 | E: Lodging with Zone-by-Zone Systems | 0.0011481 | 0.0012675 | 0 | 0 | 0 | 0.0044632 | 0.0013578 | 0.0010977 | 8.0913e-06 | 0.00082106 | 0.0035499 | 0.00078082 | 0.00082028 | 0 | 0 | 0.0080131 | 0.0021386 | 0.0010977 | 8.0913e-06 | 0.0016413 | 0.012899 | 129630.9504
59063 | hvac_0010 | VRF with DOAS, 25pct Heat Pump Upsizing Allowance | FALSE | 0.11785 | Lodging | GA, Cherokee County | over_1mil | Zone-by-Zone | gen2_t8_halogen | Georgia | 29.1619 | E: Lodging with Zone-by-Zone Systems | 0.0011481 | 0.0012675 | 0 | 0 | 0 | 0.0044632 | 0.0013578 | 0.0010977 | 8.0913e-06 | 0.00082106 | 0.0035499 | 0.00078082 | 0.00082028 | 0 | 0 | 0.0080131 | 0.0021386 | 0.0010977 | 8.0913e-06 | 0.0016413 | 0.012899 | 129630.9504
59063 | hvac_0012 | Unoccupied AHU Control | FALSE | 0.11785 | Lodging | GA, Cherokee County | over_1mil | Zone-by-Zone | gen2_t8_halogen | Georgia | 29.1619 | E: Lodging with Zone-by-Zone Systems | 0.0011481 | 0.0012675 | 0 | 0 | 0 | 0.0044632 | 0.0013578 | 0.0010977 | 8.0913e-06 | 0.00082106 | 0.0035499 | 0.00078082 | 0.00082028 | 0 | 0 | 0.0080131 | 0.0021386 | 0.0010977 | 8.0913e-06 | 0.0016413 | 0.012899 | 129630.9504
59063 | hvac_0013 | Variable Speed HP RTU, Electric Backup, Energy Recovery | FALSE | 0.11785 | Lodging | GA, Cherokee County | over_1mil | Zone-by-Zone | gen2_t8_halogen | Georgia | 29.1619 | E: Lodging with Zone-by-Zone Systems | 0.0011481 | 0.0012675 | 0 | 0 | 0 | 0.0044632 | 0.0013578 | 0.0010977 | 8.0913e-06 | 0.00082106 | 0.0035499 | 0.00078082 | 0.00082028 | 0 | 0 | 0.0080131 | 0.0021386 | 0.0010977 | 8.0913e-06 | 0.0016413 | 0.012899 | 129630.9504
59063 | hvac_0014 | Advanced RTU Controls | FALSE | 0.11785 | Lodging | GA, Cherokee County | over_1mil | Zone-by-Zone | gen2_t8_halogen | Georgia | 29.1619 | E: Lodging with Zone-by-Zone Systems | 0.0011481 | 0.0012675 | 0 | 0 | 0 | 0.0044632 | 0.0013578 | 0.0010977 | 8.0913e-06 | 0.00082106 | 0.0035499 | 0.00078082 | 0.00082028 | 0 | 0 | 0.0080131 | 0.0021386 | 0.0010977 | 8.0913e-06 | 0.0016413 | 0.012899 | 129630.9504
59063 | hvac_0015 | Hydronic Water-to-Water Geothermal Heat Pump | FALSE | 0.11785 | Lodging | GA, Cherokee County | over_1mil | Zone-by-Zone | gen2_t8_halogen | Georgia | 29.1619 | E: Lodging with Zone-by-Zone Systems | 0.0011481 | 0.0012675 | 0 | 0 | 0 | 0.0044632 | 0.0013578 | 0.0010977 | 8.0913e-06 | 0.00082106 | 0.0035499 | 0.00078082 | 0.00082028 | 0 | 0 | 0.0080131 | 0.0021386 | 0.0010977 | 8.0913e-06 | 0.0016413 | 0.012899 | 129630.9504
59063 | hvac_0016 | Packaged Water-to-Air Geothermal Heat Pump | FALSE | 0.11785 | Lodging | GA, Cherokee County | over_1mil | Zone-by-Zone | gen2_t8_halogen | Georgia | 29.1619 | E: Lodging with Zone-by-Zone Systems | 0.0011481 | 0.0012675 | 0 | 0 | 0 | 0.0044632 | 0.0013578 | 0.0010977 | 8.0913e-06 | 0.00082106 | 0.0035499 | 0.00078082 | 0.00082028 | 0 | 0 | 0.0080131 | 0.0021386 | 0.0010977 | 8.0913e-06 | 0.0016413 | 0.012899 | 129630.9504
59063 | hvac_0017 | Console Water-to-Air Geothermal Heat Pump | FALSE | 0.11785 | Lodging | GA, Cherokee County | over_1mil | Zone-by-Zone | gen2_t8_halogen | Georgia | 29.1619 | E: Lodging with Zone-by-Zone Systems | 0.0011481 | 0.0012675 | 0 | 0 | 0 | 0.0044632 | 0.0013578 | 0.0010977 | 8.0913e-06 | 0.00082106 | 0.0035499 | 0.00078082 | 0.00082028 | 0 | 0 | 0.0080131 | 0.0021386 | 0.0010977 | 8.0913e-06 | 0.0016413 | 0.012899 | 129630.9504
59063 | hvac_0018 | Standard Performance HP RTU, Electric Backup | FALSE | 0.11785 | Lodging | GA, Cherokee County | over_1mil | Zone-by-Zone | gen2_t8_halogen | Georgia | 29.1619 | E: Lodging with Zone-by-Zone Systems | 0.0011481 | 0.0012675 | 0 | 0 | 0 | 0.0044632 | 0.0013578 | 0.0010977 | 8.0913e-06 | 0.00082106 | 0.0035499 | 0.00078082 | 0.00082028 | 0 | 0 | 0.0080131 | 0.0021386 | 0.0010977 | 8.0913e-06 | 0.0016413 | 0.012899 | 129630.9504
59063 | hvac_0019 | Standard Performance HP RTU, Electric Backup + Roof Insulation | FALSE | 0.11785 | Lodging | GA, Cherokee County | over_1mil | Zone-by-Zone | gen2_t8_halogen | Georgia | 29.1619 | E: Lodging with Zone-by-Zone Systems | 0.0011481 | 0.0012675 | 0 | 0 | 0 | 0.0044632 | 0.0013578 | 0.0010977 | 8.0913e-06 | 0.00082106 | 0.0035499 | 0.00078082 | 0.00082028 | 0 | 0 | 0.0080131 | 0.0021386 | 0.0010977 | 8.0913e-06 | 0.0016413 | 0.012899 | 129630.9504
59063 | hvac_0020 | Standard Performance HP RTU, Electric Backup, 32F Minimum Compressor Lockout | FALSE | 0.11785 | Lodging | GA, Cherokee County | over_1mil | Zone-by-Zone | gen2_t8_halogen | Georgia | 29.1619 | E: Lodging with Zone-by-Zone Systems | 0.0011481 | 0.0012675 | 0 | 0 | 0 | 0.0044632 | 0.0013578 | 0.0010977 | 8.0913e-06 | 0.00082106 | 0.0035499 | 0.00078082 | 0.00082028 | 0 | 0 | 0.0080131 | 0.0021386 | 0.0010977 | 8.0913e-06 | 0.0016413 | 0.012899 | 129630.9504
59063 | hvac_0021 | Cold Climate Challenge HP RTU, Electric Backup | FALSE | 0.11785 | Lodging | GA, Cherokee County | over_1mil | Zone-by-Zone | gen2_t8_halogen | Georgia | 29.1619 | E: Lodging with Zone-by-Zone Systems | 0.0011481 | 0.0012675 | 0 | 0 | 0 | 0.0044632 | 0.0013578 | 0.0010977 | 8.0913e-06 | 0.00082106 | 0.0035499 | 0.00078082 | 0.00082028 | 0 | 0 | 0.0080131 | 0.0021386 | 0.0010977 | 8.0913e-06 | 0.0016413 | 0.012899 | 129630.9504
59063 | hvac_0022 | Ideal Thermal Air Loads | TRUE | 0.11785 | Lodging | GA, Cherokee County | over_1mil | Zone-by-Zone | gen2_t8_halogen | Georgia | 29.5506 | E: Lodging with Zone-by-Zone Systems | 0.00047108 | 0.00050879 | 0.0048766 | 0.0032212 | 0 | 8.7134e-05 | 0.0013578 | 0.0010977 | 8.098e-06 | 0.00082106 | 0 | 0.00078082 | 0.00082028 | 0 | 0 | 0.008185 | 0.0021386 | 0.0010977 | 8.098e-06 | 0.0016413 | 0.013071 | 129630.9504
59063 | ltg_0001 | LED Lighting | TRUE | 0.11785 | Lodging | GA, Cherokee County | over_1mil | Zone-by-Zone | gen2_t8_halogen | Georgia | 28.0586 | E: Lodging with Zone-by-Zone Systems | 0.0010802 | 0.0011959 | 0 | 0 | 0 | 0.0043574 | 0.0013578 | 0.00045879 | 8.0734e-06 | 0.00082106 | 0.0038066 | 0.00078082 | 0.00082028 | 0 | 0 | 0.008164 | 0.0021386 | 0.00045879 | 8.0734e-06 | 0.0016413 | 0.012411 | 129630.9504
59063 | ppl_0001 | Electric Kitchen Equipment | TRUE | 0.11785 | Lodging | GA, Cherokee County | over_1mil | Zone-by-Zone | gen2_t8_halogen | Georgia | 28.9542 | E: Lodging with Zone-by-Zone Systems | 0.0011432 | 0.0012638 | 0 | 0 | 0 | 0.0044339 | 0.0014352 | 0.0010977 | 8.0824e-06 | 0.00082106 | 0.0035502 | 0.00064062 | 0.00082028 | 0 | 0 | 0.0079841 | 0.0020758 | 0.0010977 | 8.0824e-06 | 0.0016413 | 0.012807 | 129630.9504
59063 | dr_0001 | Demand Flexibility, Thermostat Control, Load Shed for Daily Bldg Peak Reduction | FALSE | 0.11785 | Lodging | GA, Cherokee County | over_1mil | Zone-by-Zone | gen2_t8_halogen | Georgia | 29.1619 | E: Lodging with Zone-by-Zone Systems | 0.0011481 | 0.0012675 | 0 | 0 | 0 | 0.0044632 | 0.0013578 | 0.0010977 | 8.0913e-06 | 0.00082106 | 0.0035499 | 0.00078082 | 0.00082028 | 0 | 0 | 0.0080131 | 0.0021386 | 0.0010977 | 8.0913e-06 | 0.0016413 | 0.012899 | 129630.9504
59063 | dr_0002 | Demand Flexibility, Thermostat Control, Load Shift for Daily Bldg Peak Reduction | FALSE | 0.11785 | Lodging | GA, Cherokee County | over_1mil | Zone-by-Zone | gen2_t8_halogen | Georgia | 29.1619 | E: Lodging with Zone-by-Zone Systems | 0.0011481 | 0.0012675 | 0 | 0 | 0 | 0.0044632 | 0.0013578 | 0.0010977 | 8.0913e-06 | 0.00082106 | 0.0035499 | 0.00078082 | 0.00082028 | 0 | 0 | 0.0080131 | 0.0021386 | 0.0010977 | 8.0913e-06 | 0.0016413 | 0.012899 | 129630.9504
59063 | dr_0003 | Demand Flexibility, Lighting Control, Load Shed for Daily Bldg Peak Reduction | FALSE | 0.11785 | Lodging | GA, Cherokee County | over_1mil | Zone-by-Zone | gen2_t8_halogen | Georgia | 29.1619 | E: Lodging with Zone-by-Zone Systems | 0.0011481 | 0.0012675 | 0 | 0 | 0 | 0.0044632 | 0.0013578 | 0.0010977 | 8.0913e-06 | 0.00082106 | 0.0035499 | 0.00078082 | 0.00082028 | 0 | 0 | 0.0080131 | 0.0021386 | 0.0010977 | 8.0913e-06 | 0.0016413 | 0.012899 | 129630.9504
59063 | dr_0004 | Demand Flexibility, Lighting Control, Load Shed for Daily GHG Emission Reduction | FALSE | 0.11785 | Lodging | GA, Cherokee County | over_1mil | Zone-by-Zone | gen2_t8_halogen | Georgia | 29.1619 | E: Lodging with Zone-by-Zone Systems | 0.0011481 | 0.0012675 | 0 | 0 | 0 | 0.0044632 | 0.0013578 | 0.0010977 | 8.0913e-06 | 0.00082106 | 0.0035499 | 0.00078082 | 0.00082028 | 0 | 0 | 0.0080131 | 0.0021386 | 0.0010977 | 8.0913e-06 | 0.0016413 | 0.012899 | 129630.9504
59063 | pkg_0001 | Package 1, Wall & Roof Insulation + New Windows | TRUE | 0.11785 | Lodging | GA, Cherokee County | over_1mil | Zone-by-Zone | gen2_t8_halogen | Georgia | 27.7861 | E: Lodging with Zone-by-Zone Systems | 0.0011051 | 0.0012159 | 0 | 0 | 0 | 0.0042542 | 0.0013578 | 0.0010977 | 8.0935e-06 | 0.00082106 | 0.0031503 | 0.00078082 | 0.00082028 | 0 | 0 | 0.0074045 | 0.0021386 | 0.0010977 | 8.0935e-06 | 0.0016413 | 0.01229 | 129630.9504
59063 | pkg_0002 | Package 2, LED Lighting + Variable Speed HP RTU or HP Boilers | TRUE | 0.11785 | Lodging | GA, Cherokee County | over_1mil | Zone-by-Zone | gen2_t8_halogen | Georgia | 21.9725 | E: Lodging with Zone-by-Zone Systems | 0.00096729 | 0.0010744 | 0 | 0 | 0 | 0.005472 | 0.0013578 | 0.00045879 | 8.0734e-06 | 0.00082106 | 0 | 0.00078082 | 0.00082028 | 0 | 0 | 0.005472 | 0.0021386 | 0.00045879 | 8.0734e-06 | 0.0016413 | 0.0097189 | 129630.9504
59063 | pkg_0003 | Package 3, LED Lighting + Standard Performance HP RTU or HP Boilers | TRUE | 0.11785 | Lodging | GA, Cherokee County | over_1mil | Zone-by-Zone | gen2_t8_halogen | Georgia | 21.9725 | E: Lodging with Zone-by-Zone Systems | 0.00096729 | 0.0010744 | 0 | 0 | 0 | 0.005472 | 0.0013578 | 0.00045879 | 8.0734e-06 | 0.00082106 | 0 | 0.00078082 | 0.00082028 | 0 | 0 | 0.005472 | 0.0021386 | 0.00045879 | 8.0734e-06 | 0.0016413 | 0.0097189 | 129630.9504
59063 | pkg_0004 | Package 4, Package 1 + Package 2 | TRUE | 0.11785 | Lodging | GA, Cherokee County | over_1mil | Zone-by-Zone | gen2_t8_halogen | Georgia | 21.221 | E: Lodging with Zone-by-Zone Systems | 0.00093266 | 0.0010347 | 0 | 0 | 0 | 0.0051396 | 0.0013578 | 0.00045879 | 8.0723e-06 | 0.00082106 | 0 | 0.00078082 | 0.00082028 | 0 | 0 | 0.0051396 | 0.0021386 | 0.00045879 | 8.0723e-06 | 0.0016413 | 0.0093864 | 129630.9504
59063 | pkg_0005 | Package 5, Variable Speed HP RTU or HP Boilers + Economizer + DCV + Energy Recovery | TRUE | 0.11785 | Lodging | GA, Cherokee County | over_1mil | Zone-by-Zone | gen2_t8_halogen | Georgia | 22.3326 | E: Lodging with Zone-by-Zone Systems | 0.00098279 | 0.0010933 | 0 | 0 | 0 | 0.0049923 | 0.0013578 | 0.0010977 | 8.0958e-06 | 0.00082106 | 0 | 0.00078082 | 0.00082028 | 0 | 0 | 0.0049923 | 0.0021386 | 0.0010977 | 8.0958e-06 | 0.0016413 | 0.0098781 | 129630.9504
59063 | pkg_0006 | Comprehensive Geothermal Heat Pump Package, Hydronic GHP, Packaged GHP, or Console GHP | FALSE | 0.11785 | Lodging | GA, Cherokee County | over_1mil | Zone-by-Zone | gen2_t8_halogen | Georgia | 29.1619 | E: Lodging with Zone-by-Zone Systems | 0.0011481 | 0.0012675 | 0 | 0 | 0 | 0.0044632 | 0.0013578 | 0.0010977 | 8.0913e-06 | 0.00082106 | 0.0035499 | 0.00078082 | 0.00082028 | 0 | 0 | 0.0080131 | 0.0021386 | 0.0010977 | 8.0913e-06 | 0.0016413 | 0.012899 | 129630.9504
59063 | pkg_0007 | Package 6, Demand Flexibility, Lighting + Thermostat Control, Load Shed for Daily Bldg Peak Reduction | FALSE | 0.11785 | Lodging | GA, Cherokee County | over_1mil | Zone-by-Zone | gen2_t8_halogen | Georgia | 29.1619 | E: Lodging with Zone-by-Zone Systems | 0.0011481 | 0.0012675 | 0 | 0 | 0 | 0.0044632 | 0.0013578 | 0.0010977 | 8.0913e-06 | 0.00082106 | 0.0035499 | 0.00078082 | 0.00082028 | 0 | 0 | 0.0080131 | 0.0021386 | 0.0010977 | 8.0913e-06 | 0.0016413 | 0.012899 | 129630.9504
93754 | env_0001 | Wall Insulation | TRUE | 0.724 | Lodging | GA, Clayton County | 150001_200000 | Zone-by-Zone | gen2_t8_halogen | Georgia | 20.2785 | E: Lodging with Zone-by-Zone Systems | 0.00077086 | 0.0008712 | 0 | 0 | 0 | 0.0023527 | 0.0012906 | 0.000938 | 5.0938e-05 | 0.00082009 | 0 | 0.0025151 | 0.00079933 | 0 | 0 | 0.0023527 | 0.0038057 | 0.000938 | 5.0938e-05 | 0.0016194 | 0.0087668 | 126699.7711
93754 | env_0002 | Roof Insulation | TRUE | 0.724 | Lodging | GA, Clayton County | 150001_200000 | Zone-by-Zone | gen2_t8_halogen | Georgia | 20.4412 | E: Lodging with Zone-by-Zone Systems | 0.00078179 | 0.00087958 | 0 | 0 | 0 | 0.002423 | 0.0012906 | 0.000938 | 5.0945e-05 | 0.00082009 | 0 | 0.0025151 | 0.00079933 | 0 | 0 | 0.002423 | 0.0038057 | 0.000938 | 5.0945e-05 | 0.0016194 | 0.0088371 | 126699.7711
93754 | env_0003 | Secondary Windows | TRUE | 0.724 | Lodging | GA, Clayton County | 150001_200000 | Zone-by-Zone | gen2_t8_halogen | Georgia | 20.3142 | E: Lodging with Zone-by-Zone Systems | 0.00077796 | 0.00087304 | 0 | 0 | 0 | 0.0023681 | 0.0012906 | 0.000938 | 5.0945e-05 | 0.00082009 | 0 | 0.0025151 | 0.00079933 | 0 | 0 | 0.0023681 | 0.0038057 | 0.000938 | 5.0945e-05 | 0.0016194 | 0.0087822 | 126699.7711
93754 | env_0004 | Window Film | TRUE | 0.724 | Lodging | GA, Clayton County | 150001_200000 | Zone-by-Zone | gen2_t8_halogen | Georgia | 20.1956 | E: Lodging with Zone-by-Zone Systems | 0.00077502 | 0.00086693 | 0 | 0 | 0 | 0.0023169 | 0.0012906 | 0.000938 | 5.0945e-05 | 0.00082009 | 0 | 0.0025151 | 0.00079933 | 0 | 0 | 0.0023169 | 0.0038057 | 0.000938 | 5.0945e-05 | 0.0016194 | 0.0087309 | 126699.7711
93754 | env_0005 | New Windows | TRUE | 0.724 | Lodging | GA, Clayton County | 150001_200000 | Zone-by-Zone | gen2_t8_halogen | Georgia | 20.1633 | E: Lodging with Zone-by-Zone Systems | 0.00077278 | 0.00086526 | 0 | 0 | 0 | 0.0023029 | 0.0012906 | 0.000938 | 5.0945e-05 | 0.00082009 | 0 | 0.0025151 | 0.00079933 | 0 | 0 | 0.0023029 | 0.0038057 | 0.000938 | 5.0945e-05 | 0.0016194 | 0.0087169 | 126699.7711
93754 | hvac_0001 | HP Boiler, Electric Backup | FALSE | 0.724 | Lodging | GA, Clayton County | 150001_200000 | Zone-by-Zone | gen2_t8_halogen | Georgia | 20.5712 | E: Lodging with Zone-by-Zone Systems | 0.00078806 | 0.00088627 | 0 | 0 | 0 | 0.0024792 | 0.0012906 | 0.000938 | 5.0945e-05 | 0.00082009 | 0 | 0.0025151 | 0.00079933 | 0 | 0 | 0.0024792 | 0.0038057 | 0.000938 | 5.0945e-05 | 0.0016194 | 0.0088933 | 126699.7711
93754 | hvac_0002 | HP Boiler, Gas Backup | FALSE | 0.724 | Lodging | GA, Clayton County | 150001_200000 | Zone-by-Zone | gen2_t8_halogen | Georgia | 20.5712 | E: Lodging with Zone-by-Zone Systems | 0.00078806 | 0.00088627 | 0 | 0 | 0 | 0.0024792 | 0.0012906 | 0.000938 | 5.0945e-05 | 0.00082009 | 0 | 0.0025151 | 0.00079933 | 0 | 0 | 0.0024792 | 0.0038057 | 0.000938 | 5.0945e-05 | 0.0016194 | 0.0088933 | 126699.7711
93754 | hvac_0003 | DOAS HP Minisplits | FALSE | 0.724 | Lodging | GA, Clayton County | 150001_200000 | Zone-by-Zone | gen2_t8_halogen | Georgia | 20.5712 | E: Lodging with Zone-by-Zone Systems | 0.00078806 | 0.00088627 | 0 | 0 | 0 | 0.0024792 | 0.0012906 | 0.000938 | 5.0945e-05 | 0.00082009 | 0 | 0.0025151 | 0.00079933 | 0 | 0 | 0.0024792 | 0.0038057 | 0.000938 | 5.0945e-05 | 0.0016194 | 0.0088933 | 126699.7711
93754 | hvac_0004 | Variable Speed HP RTU, Original Heating Fuel Backup | FALSE | 0.724 | Lodging | GA, Clayton County | 150001_200000 | Zone-by-Zone | gen2_t8_halogen | Georgia | 20.5712 | E: Lodging with Zone-by-Zone Systems | 0.00078806 | 0.00088627 | 0 | 0 | 0 | 0.0024792 | 0.0012906 | 0.000938 | 5.0945e-05 | 0.00082009 | 0 | 0.0025151 | 0.00079933 | 0 | 0 | 0.0024792 | 0.0038057 | 0.000938 | 5.0945e-05 | 0.0016194 | 0.0088933 | 126699.7711
93754 | hvac_0005 | Variable Speed HP RTU, Electric Backup | FALSE | 0.724 | Lodging | GA, Clayton County | 150001_200000 | Zone-by-Zone | gen2_t8_halogen | Georgia | 20.5712 | E: Lodging with Zone-by-Zone Systems | 0.00078806 | 0.00088627 | 0 | 0 | 0 | 0.0024792 | 0.0012906 | 0.000938 | 5.0945e-05 | 0.00082009 | 0 | 0.0025151 | 0.00079933 | 0 | 0 | 0.0024792 | 0.0038057 | 0.000938 | 5.0945e-05 | 0.0016194 | 0.0088933 | 126699.7711
93754 | hvac_0006 | VRF with DOAS | FALSE | 0.724 | Lodging | GA, Clayton County | 150001_200000 | Zone-by-Zone | gen2_t8_halogen | Georgia | 20.5712 | E: Lodging with Zone-by-Zone Systems | 0.00078806 | 0.00088627 | 0 | 0 | 0 | 0.0024792 | 0.0012906 | 0.000938 | 5.0945e-05 | 0.00082009 | 0 | 0.0025151 | 0.00079933 | 0 | 0 | 0.0024792 | 0.0038057 | 0.000938 | 5.0945e-05 | 0.0016194 | 0.0088933 | 126699.7711
93754 | hvac_0007 | Demand Control Ventilation | FALSE | 0.724 | Lodging | GA, Clayton County | 150001_200000 | Zone-by-Zone | gen2_t8_halogen | Georgia | 20.5712 | E: Lodging with Zone-by-Zone Systems | 0.00078806 | 0.00088627 | 0 | 0 | 0 | 0.0024792 | 0.0012906 | 0.000938 | 5.0945e-05 | 0.00082009 | 0 | 0.0025151 | 0.00079933 | 0 | 0 | 0.0024792 | 0.0038057 | 0.000938 | 5.0945e-05 | 0.0016194 | 0.0088933 | 126699.7711
93754 | hvac_0008 | Energy Recovery for AHUs | FALSE | 0.724 | Lodging | GA, Clayton County | 150001_200000 | Zone-by-Zone | gen2_t8_halogen | Georgia | 20.5712 | E: Lodging with Zone-by-Zone Systems | 0.00078806 | 0.00088627 | 0 | 0 | 0 | 0.0024792 | 0.0012906 | 0.000938 | 5.0945e-05 | 0.00082009 | 0 | 0.0025151 | 0.00079933 | 0 | 0 | 0.0024792 | 0.0038057 | 0.000938 | 5.0945e-05 | 0.0016194 | 0.0088933 | 126699.7711
93754 | hvac_0009 | Air Side Economizers for AHUs | FALSE | 0.724 | Lodging | GA, Clayton County | 150001_200000 | Zone-by-Zone | gen2_t8_halogen | Georgia | 20.5712 | E: Lodging with Zone-by-Zone Systems | 0.00078806 | 0.00088627 | 0 | 0 | 0 | 0.0024792 | 0.0012906 | 0.000938 | 5.0945e-05 | 0.00082009 | 0 | 0.0025151 | 0.00079933 | 0 | 0 | 0.0024792 | 0.0038057 | 0.000938 | 5.0945e-05 | 0.0016194 | 0.0088933 | 126699.7711
93754 | hvac_0010 | VRF with DOAS, 25pct Heat Pump Upsizing Allowance | FALSE | 0.724 | Lodging | GA, Clayton County | 150001_200000 | Zone-by-Zone | gen2_t8_halogen | Georgia | 20.5712 | E: Lodging with Zone-by-Zone Systems | 0.00078806 | 0.00088627 | 0 | 0 | 0 | 0.0024792 | 0.0012906 | 0.000938 | 5.0945e-05 | 0.00082009 | 0 | 0.0025151 | 0.00079933 | 0 | 0 | 0.0024792 | 0.0038057 | 0.000938 | 5.0945e-05 | 0.0016194 | 0.0088933 | 126699.7711
93754 | hvac_0012 | Unoccupied AHU Control | FALSE | 0.724 | Lodging | GA, Clayton County | 150001_200000 | Zone-by-Zone | gen2_t8_halogen | Georgia | 20.5712 | E: Lodging with Zone-by-Zone Systems | 0.00078806 | 0.00088627 | 0 | 0 | 0 | 0.0024792 | 0.0012906 | 0.000938 | 5.0945e-05 | 0.00082009 | 0 | 0.0025151 | 0.00079933 | 0 | 0 | 0.0024792 | 0.0038057 | 0.000938 | 5.0945e-05 | 0.0016194 | 0.0088933 | 126699.7711
93754 | hvac_0013 | Variable Speed HP RTU, Electric Backup, Energy Recovery | FALSE | 0.724 | Lodging | GA, Clayton County | 150001_200000 | Zone-by-Zone | gen2_t8_halogen | Georgia | 20.5712 | E: Lodging with Zone-by-Zone Systems | 0.00078806 | 0.00088627 | 0 | 0 | 0 | 0.0024792 | 0.0012906 | 0.000938 | 5.0945e-05 | 0.00082009 | 0 | 0.0025151 | 0.00079933 | 0 | 0 | 0.0024792 | 0.0038057 | 0.000938 | 5.0945e-05 | 0.0016194 | 0.0088933 | 126699.7711
93754 | hvac_0014 | Advanced RTU Controls | FALSE | 0.724 | Lodging | GA, Clayton County | 150001_200000 | Zone-by-Zone | gen2_t8_halogen | Georgia | 20.5712 | E: Lodging with Zone-by-Zone Systems | 0.00078806 | 0.00088627 | 0 | 0 | 0 | 0.0024792 | 0.0012906 | 0.000938 | 5.0945e-05 | 0.00082009 | 0 | 0.0025151 | 0.00079933 | 0 | 0 | 0.0024792 | 0.0038057 | 0.000938 | 5.0945e-05 | 0.0016194 | 0.0088933 | 126699.7711
93754 | hvac_0015 | Hydronic Water-to-Water Geothermal Heat Pump | FALSE | 0.724 | Lodging | GA, Clayton County | 150001_200000 | Zone-by-Zone | gen2_t8_halogen | Georgia | 20.5712 | E: Lodging with Zone-by-Zone Systems | 0.00078806 | 0.00088627 | 0 | 0 | 0 | 0.0024792 | 0.0012906 | 0.000938 | 5.0945e-05 | 0.00082009 | 0 | 0.0025151 | 0.00079933 | 0 | 0 | 0.0024792 | 0.0038057 | 0.000938 | 5.0945e-05 | 0.0016194 | 0.0088933 | 126699.7711
93754 | hvac_0016 | Packaged Water-to-Air Geothermal Heat Pump | FALSE | 0.724 | Lodging | GA, Clayton County | 150001_200000 | Zone-by-Zone | gen2_t8_halogen | Georgia | 20.5712 | E: Lodging with Zone-by-Zone Systems | 0.00078806 | 0.00088627 | 0 | 0 | 0 | 0.0024792 | 0.0012906 | 0.000938 | 5.0945e-05 | 0.00082009 | 0 | 0.0025151 | 0.00079933 | 0 | 0 | 0.0024792 | 0.0038057 | 0.000938 | 5.0945e-05 | 0.0016194 | 0.0088933 | 126699.7711
93754 | hvac_0017 | Console Water-to-Air Geothermal Heat Pump | TRUE | 0.724 | Lodging | GA, Clayton County | 150001_200000 | Zone-by-Zone | gen2_t8_halogen | Georgia | 23.0645 | E: Lodging with Zone-by-Zone Systems | 0.00093006 | 0.0010147 | 0 | 0 | 0 | 0.0035584 | 0.0012906 | 0.000938 | 4.9716e-05 | 0.00082011 | 0 | 0.0025151 | 0.00079933 | 0 | 0 | 0.0035584 | 0.0038057 | 0.000938 | 4.9716e-05 | 0.0016194 | 0.0099712 | 126699.7711
93754 | hvac_0018 | Standard Performance HP RTU, Electric Backup | FALSE | 0.724 | Lodging | GA, Clayton County | 150001_200000 | Zone-by-Zone | gen2_t8_halogen | Georgia | 20.5712 | E: Lodging with Zone-by-Zone Systems | 0.00078806 | 0.00088627 | 0 | 0 | 0 | 0.0024792 | 0.0012906 | 0.000938 | 5.0945e-05 | 0.00082009 | 0 | 0.0025151 | 0.00079933 | 0 | 0 | 0.0024792 | 0.0038057 | 0.000938 | 5.0945e-05 | 0.0016194 | 0.0088933 | 126699.7711
93754 | hvac_0019 | Standard Performance HP RTU, Electric Backup + Roof Insulation | FALSE | 0.724 | Lodging | GA, Clayton County | 150001_200000 | Zone-by-Zone | gen2_t8_halogen | Georgia | 20.5712 | E: Lodging with Zone-by-Zone Systems | 0.00078806 | 0.00088627 | 0 | 0 | 0 | 0.0024792 | 0.0012906 | 0.000938 | 5.0945e-05 | 0.00082009 | 0 | 0.0025151 | 0.00079933 | 0 | 0 | 0.0024792 | 0.0038057 | 0.000938 | 5.0945e-05 | 0.0016194 | 0.0088933 | 126699.7711
93754 | hvac_0020 | Standard Performance HP RTU, Electric Backup, 32F Minimum Compressor Lockout | FALSE | 0.724 | Lodging | GA, Clayton County | 150001_200000 | Zone-by-Zone | gen2_t8_halogen | Georgia | 20.5712 | E: Lodging with Zone-by-Zone Systems | 0.00078806 | 0.00088627 | 0 | 0 | 0 | 0.0024792 | 0.0012906 | 0.000938 | 5.0945e-05 | 0.00082009 | 0 | 0.0025151 | 0.00079933 | 0 | 0 | 0.0024792 | 0.0038057 | 0.000938 | 5.0945e-05 | 0.0016194 | 0.0088933 | 126699.7711
93754 | hvac_0021 | Cold Climate Challenge HP RTU, Electric Backup | FALSE | 0.724 | Lodging | GA, Clayton County | 150001_200000 | Zone-by-Zone | gen2_t8_halogen | Georgia | 20.5712 | E: Lodging with Zone-by-Zone Systems | 0.00078806 | 0.00088627 | 0 | 0 | 0 | 0.0024792 | 0.0012906 | 0.000938 | 5.0945e-05 | 0.00082009 | 0 | 0.0025151 | 0.00079933 | 0 | 0 | 0.0024792 | 0.0038057 | 0.000938 | 5.0945e-05 | 0.0016194 | 0.0088933 | 126699.7711
93754 | hvac_0022 | Ideal Thermal Air Loads | TRUE | 0.724 | Lodging | GA, Clayton County | 150001_200000 | Zone-by-Zone | gen2_t8_halogen | Georgia | 29.905 | E: Lodging with Zone-by-Zone Systems | 0.0005478 | 0.00059303 | 0.0046661 | 0.0018299 | 0 | 1.8686e-05 | 0.0012906 | 0.000938 | 5.0718e-05 | 0.0008201 | 0 | 0.0025151 | 0.00079933 | 0 | 0 | 0.0065146 | 0.0038057 | 0.000938 | 5.0718e-05 | 0.0016194 | 0.012928 | 126699.7711
93754 | ltg_0001 | LED Lighting | TRUE | 0.724 | Lodging | GA, Clayton County | 150001_200000 | Zone-by-Zone | gen2_t8_halogen | Georgia | 18.9808 | E: Lodging with Zone-by-Zone Systems | 0.00071325 | 0.00080434 | 0 | 0 | 0 | 0.0023637 | 0.0012906 | 0.00036599 | 5.0979e-05 | 0.00082009 | 0 | 0.0025151 | 0.00079933 | 0 | 0 | 0.0023637 | 0.0038057 | 0.00036599 | 5.0979e-05 | 0.0016194 | 0.0082057 | 126699.7711
93754 | ppl_0001 | Electric Kitchen Equipment | TRUE | 0.724 | Lodging | GA, Clayton County | 150001_200000 | Zone-by-Zone | gen2_t8_halogen | Georgia | 18.2426 | E: Lodging with Zone-by-Zone Systems | 0.00074792 | 0.0008642 | 0 | 0 | 0 | 0.0023747 | 0.0022586 | 0.000938 | 5.0602e-05 | 0.0008201 | 0 | 0.0006453 | 0.00079933 | 0 | 0 | 0.0023747 | 0.0029039 | 0.000938 | 5.0602e-05 | 0.0016194 | 0.0078866 | 126699.7711
93754 | dr_0001 | Demand Flexibility, Thermostat Control, Load Shed for Daily Bldg Peak Reduction | FALSE | 0.724 | Lodging | GA, Clayton County | 150001_200000 | Zone-by-Zone | gen2_t8_halogen | Georgia | 20.5712 | E: Lodging with Zone-by-Zone Systems | 0.00078806 | 0.00088627 | 0 | 0 | 0 | 0.0024792 | 0.0012906 | 0.000938 | 5.0945e-05 | 0.00082009 | 0 | 0.0025151 | 0.00079933 | 0 | 0 | 0.0024792 | 0.0038057 | 0.000938 | 5.0945e-05 | 0.0016194 | 0.0088933 | 126699.7711
93754 | dr_0002 | Demand Flexibility, Thermostat Control, Load Shift for Daily Bldg Peak Reduction | FALSE | 0.724 | Lodging | GA, Clayton County | 150001_200000 | Zone-by-Zone | gen2_t8_halogen | Georgia | 20.5712 | E: Lodging with Zone-by-Zone Systems | 0.00078806 | 0.00088627 | 0 | 0 | 0 | 0.0024792 | 0.0012906 | 0.000938 | 5.0945e-05 | 0.00082009 | 0 | 0.0025151 | 0.00079933 | 0 | 0 | 0.0024792 | 0.0038057 | 0.000938 | 5.0945e-05 | 0.0016194 | 0.0088933 | 126699.7711
93754 | dr_0003 | Demand Flexibility, Lighting Control, Load Shed for Daily Bldg Peak Reduction | FALSE | 0.724 | Lodging | GA, Clayton County | 150001_200000 | Zone-by-Zone | gen2_t8_halogen | Georgia | 20.5712 | E: Lodging with Zone-by-Zone Systems | 0.00078806 | 0.00088627 | 0 | 0 | 0 | 0.0024792 | 0.0012906 | 0.000938 | 5.0945e-05 | 0.00082009 | 0 | 0.0025151 | 0.00079933 | 0 | 0 | 0.0024792 | 0.0038057 | 0.000938 | 5.0945e-05 | 0.0016194 | 0.0088933 | 126699.7711
93754 | dr_0004 | Demand Flexibility, Lighting Control, Load Shed for Daily GHG Emission Reduction | FALSE | 0.724 | Lodging | GA, Clayton County | 150001_200000 | Zone-by-Zone | gen2_t8_halogen | Georgia | 20.5712 | E: Lodging with Zone-by-Zone Systems | 0.00078806 | 0.00088627 | 0 | 0 | 0 | 0.0024792 | 0.0012906 | 0.000938 | 5.0945e-05 | 0.00082009 | 0 | 0.0025151 | 0.00079933 | 0 | 0 | 0.0024792 | 0.0038057 | 0.000938 | 5.0945e-05 | 0.0016194 | 0.0088933 | 126699.7711
93754 | pkg_0001 | Package 1, Wall & Roof Insulation + New Windows | TRUE | 0.724 | Lodging | GA, Clayton County | 150001_200000 | Zone-by-Zone | gen2_t8_halogen | Georgia | 19.7936 | E: Lodging with Zone-by-Zone Systems | 0.00075297 | 0.00084621 | 0 | 0 | 0 | 0.0021431 | 0.0012906 | 0.000938 | 5.0938e-05 | 0.00082009 | 0 | 0.0025151 | 0.00079933 | 0 | 0 | 0.0021431 | 0.0038057 | 0.000938 | 5.0938e-05 | 0.0016194 | 0.0085571 | 126699.7711
93754 | pkg_0002 | Package 2, LED Lighting + Variable Speed HP RTU or HP Boilers | TRUE | 0.724 | Lodging | GA, Clayton County | 150001_200000 | Zone-by-Zone | gen2_t8_halogen | Georgia | 18.9808 | E: Lodging with Zone-by-Zone Systems | 0.00071325 | 0.00080434 | 0 | 0 | 0 | 0.0023637 | 0.0012906 | 0.00036599 | 5.0979e-05 | 0.00082009 | 0 | 0.0025151 | 0.00079933 | 0 | 0 | 0.0023637 | 0.0038057 | 0.00036599 | 5.0979e-05 | 0.0016194 | 0.0082057 | 126699.7711
93754 | pkg_0003 | Package 3, LED Lighting + Standard Performance HP RTU or HP Boilers | TRUE | 0.724 | Lodging | GA, Clayton County | 150001_200000 | Zone-by-Zone | gen2_t8_halogen | Georgia | 18.9808 | E: Lodging with Zone-by-Zone Systems | 0.00071325 | 0.00080434 | 0 | 0 | 0 | 0.0023637 | 0.0012906 | 0.00036599 | 5.0979e-05 | 0.00082009 | 0 | 0.0025151 | 0.00079933 | 0 | 0 | 0.0023637 | 0.0038057 | 0.00036599 | 5.0979e-05 | 0.0016194 | 0.0082057 | 126699.7711
93754 | pkg_0004 | Package 4, Package 1 + Package 2 | TRUE | 0.724 | Lodging | GA, Clayton County | 150001_200000 | Zone-by-Zone | gen2_t8_halogen | Georgia | 17.984 | E: Lodging with Zone-by-Zone Systems | 0.00066638 | 0.00075298 | 0 | 0 | 0 | 0.0019327 | 0.0012906 | 0.00036599 | 5.0979e-05 | 0.00082009 | 0 | 0.0025151 | 0.00079933 | 0 | 0 | 0.0019327 | 0.0038057 | 0.00036599 | 5.0979e-05 | 0.0016194 | 0.0077748 | 126699.7711
93754 | pkg_0005 | Package 5, Variable Speed HP RTU or HP Boilers + Economizer + DCV + Energy Recovery | FALSE | 0.724 | Lodging | GA, Clayton County | 150001_200000 | Zone-by-Zone | gen2_t8_halogen | Georgia | 20.5712 | E: Lodging with Zone-by-Zone Systems | 0.00078806 | 0.00088627 | 0 | 0 | 0 | 0.0024792 | 0.0012906 | 0.000938 | 5.0945e-05 | 0.00082009 | 0 | 0.0025151 | 0.00079933 | 0 | 0 | 0.0024792 | 0.0038057 | 0.000938 | 5.0945e-05 | 0.0016194 | 0.0088933 | 126699.7711
93754 | pkg_0006 | Comprehensive Geothermal Heat Pump Package, Hydronic GHP, Packaged GHP, or Console GHP | TRUE | 0.724 | Lodging | GA, Clayton County | 150001_200000 | Zone-by-Zone | gen2_t8_halogen | Georgia | 23.0645 | E: Lodging with Zone-by-Zone Systems | 0.00093006 | 0.0010147 | 0 | 0 | 0 | 0.0035584 | 0.0012906 | 0.000938 | 4.9716e-05 | 0.00082011 | 0 | 0.0025151 | 0.00079933 | 0 | 0 | 0.0035584 | 0.0038057 | 0.000938 | 4.9716e-05 | 0.0016194 | 0.0099712 | 126699.7711
93754 | pkg_0007 | Package 6, Demand Flexibility, Lighting + Thermostat Control, Load Shed for Daily Bldg Peak Reduction | FALSE | 0.724 | Lodging | GA, Clayton County | 150001_200000 | Zone-by-Zone | gen2_t8_halogen | Georgia | 20.5712 | E: Lodging with Zone-by-Zone Systems | 0.00078806 | 0.00088627 | 0 | 0 | 0 | 0.0024792 | 0.0012906 | 0.000938 | 5.0945e-05 | 0.00082009 | 0 | 0.0025151 | 0.00079933 | 0 | 0 | 0.0024792 | 0.0038057 | 0.000938 | 5.0945e-05 | 0.0016194 | 0.0088933 | 126699.7711
105358 | env_0001 | Wall Insulation | TRUE | 0.32276 | Lodging | GA, Fulton County | 600001_1mil | Zone-by-Zone | gen4_led | Georgia | 14.8233 | E: Lodging with Zone-by-Zone Systems | 0.0011566 | 0.0013977 | 0 | 0 | 0 | 0.0039058 | 0.0037525 | 0.00077173 | 2.2818e-05 | 0.0015781 | 0.00014146 | 0.0012722 | 0.0016154 | 0 | 0 | 0.0040472 | 0.0050247 | 0.00077173 | 2.2818e-05 | 0.0031935 | 0.01306 | 258207.8587
105358 | env_0002 | Roof Insulation | TRUE | 0.32276 | Lodging | GA, Fulton County | 600001_1mil | Zone-by-Zone | gen4_led | Georgia | 14.8165 | E: Lodging with Zone-by-Zone Systems | 0.0011569 | 0.0013962 | 0 | 0 | 0 | 0.0038833 | 0.0037525 | 0.00077173 | 2.2818e-05 | 0.0015781 | 0.00015796 | 0.0012722 | 0.0016154 | 0 | 0 | 0.0040413 | 0.0050247 | 0.00077173 | 2.2818e-05 | 0.0031935 | 0.013054 | 258207.8587
105358 | env_0003 | Secondary Windows | TRUE | 0.32276 | Lodging | GA, Fulton County | 600001_1mil | Zone-by-Zone | gen4_led | Georgia | 14.843 | E: Lodging with Zone-by-Zone Systems | 0.0011585 | 0.0013966 | 0 | 0 | 0 | 0.0038619 | 0.0037525 | 0.00077173 | 2.2818e-05 | 0.0015781 | 0.00020273 | 0.0012722 | 0.0016154 | 0 | 0 | 0.0040646 | 0.0050247 | 0.00077173 | 2.2818e-05 | 0.0031935 | 0.013077 | 258207.8587
105358 | env_0004 | Window Film | TRUE | 0.32276 | Lodging | GA, Fulton County | 600001_1mil | Zone-by-Zone | gen4_led | Georgia | 14.7303 | E: Lodging with Zone-by-Zone Systems | 0.0011495 | 0.0013833 | 0 | 0 | 0 | 0.0037343 | 0.0037525 | 0.00077173 | 2.2818e-05 | 0.0015781 | 0.00023101 | 0.0012722 | 0.0016154 | 0 | 0 | 0.0039653 | 0.0050247 | 0.00077173 | 2.2818e-05 | 0.0031935 | 0.012978 | 258207.8587
105358 | env_0005 | New Windows | TRUE | 0.32276 | Lodging | GA, Fulton County | 600001_1mil | Zone-by-Zone | gen4_led | Georgia | 14.7429 | E: Lodging with Zone-by-Zone Systems | 0.001152 | 0.0013863 | 0 | 0 | 0 | 0.0037776 | 0.0037525 | 0.00077173 | 2.2818e-05 | 0.0015781 | 0.0001988 | 0.0012722 | 0.0016154 | 0 | 0 | 0.0039764 | 0.0050247 | 0.00077173 | 2.2818e-05 | 0.0031935 | 0.012989 | 258207.8587
105358 | hvac_0001 | HP Boiler, Electric Backup | FALSE | 0.32276 | Lodging | GA, Fulton County | 600001_1mil | Zone-by-Zone | gen4_led | Georgia | 14.9017 | E: Lodging with Zone-by-Zone Systems | 0.001162 | 0.0014026 | 0 | 0 | 0 | 0.00391 | 0.0037525 | 0.00077173 | 2.2818e-05 | 0.0015781 | 0.00020634 | 0.0012722 | 0.0016154 | 0 | 0 | 0.0041163 | 0.0050247 | 0.00077173 | 2.2818e-05 | 0.0031935 | 0.013129 | 258207.8587
105358 | hvac_0002 | HP Boiler, Gas Backup | FALSE | 0.32276 | Lodging | GA, Fulton County | 600001_1mil | Zone-by-Zone | gen4_led | Georgia | 14.9017 | E: Lodging with Zone-by-Zone Systems | 0.001162 | 0.0014026 | 0 | 0 | 0 | 0.00391 | 0.0037525 | 0.00077173 | 2.2818e-05 | 0.0015781 | 0.00020634 | 0.0012722 | 0.0016154 | 0 | 0 | 0.0041163 | 0.0050247 | 0.00077173 | 2.2818e-05 | 0.0031935 | 0.013129 | 258207.8587
105358 | hvac_0003 | DOAS HP Minisplits | FALSE | 0.32276 | Lodging | GA, Fulton County | 600001_1mil | Zone-by-Zone | gen4_led | Georgia | 14.9017 | E: Lodging with Zone-by-Zone Systems | 0.001162 | 0.0014026 | 0 | 0 | 0 | 0.00391 | 0.0037525 | 0.00077173 | 2.2818e-05 | 0.0015781 | 0.00020634 | 0.0012722 | 0.0016154 | 0 | 0 | 0.0041163 | 0.0050247 | 0.00077173 | 2.2818e-05 | 0.0031935 | 0.013129 | 258207.8587
105358 | hvac_0004 | Variable Speed HP RTU, Original Heating Fuel Backup | FALSE | 0.32276 | Lodging | GA, Fulton County | 600001_1mil | Zone-by-Zone | gen4_led | Georgia | 14.9017 | E: Lodging with Zone-by-Zone Systems | 0.001162 | 0.0014026 | 0 | 0 | 0 | 0.00391 | 0.0037525 | 0.00077173 | 2.2818e-05 | 0.0015781 | 0.00020634 | 0.0012722 | 0.0016154 | 0 | 0 | 0.0041163 | 0.0050247 | 0.00077173 | 2.2818e-05 | 0.0031935 | 0.013129 | 258207.8587
105358 | hvac_0005 | Variable Speed HP RTU, Electric Backup | FALSE | 0.32276 | Lodging | GA, Fulton County | 600001_1mil | Zone-by-Zone | gen4_led | Georgia | 14.9017 | E: Lodging with Zone-by-Zone Systems | 0.001162 | 0.0014026 | 0 | 0 | 0 | 0.00391 | 0.0037525 | 0.00077173 | 2.2818e-05 | 0.0015781 | 0.00020634 | 0.0012722 | 0.0016154 | 0 | 0 | 0.0041163 | 0.0050247 | 0.00077173 | 2.2818e-05 | 0.0031935 | 0.013129 | 258207.8587
105358 | hvac_0006 | VRF with DOAS | FALSE | 0.32276 | Lodging | GA, Fulton County | 600001_1mil | Zone-by-Zone | gen4_led | Georgia | 14.9017 | E: Lodging with Zone-by-Zone Systems | 0.001162 | 0.0014026 | 0 | 0 | 0 | 0.00391 | 0.0037525 | 0.00077173 | 2.2818e-05 | 0.0015781 | 0.00020634 | 0.0012722 | 0.0016154 | 0 | 0 | 0.0041163 | 0.0050247 | 0.00077173 | 2.2818e-05 | 0.0031935 | 0.013129 | 258207.8587
105358 | hvac_0007 | Demand Control Ventilation | FALSE | 0.32276 | Lodging | GA, Fulton County | 600001_1mil | Zone-by-Zone | gen4_led | Georgia | 14.9017 | E: Lodging with Zone-by-Zone Systems | 0.001162 | 0.0014026 | 0 | 0 | 0 | 0.00391 | 0.0037525 | 0.00077173 | 2.2818e-05 | 0.0015781 | 0.00020634 | 0.0012722 | 0.0016154 | 0 | 0 | 0.0041163 | 0.0050247 | 0.00077173 | 2.2818e-05 | 0.0031935 | 0.013129 | 258207.8587
105358 | hvac_0008 | Energy Recovery for AHUs | FALSE | 0.32276 | Lodging | GA, Fulton County | 600001_1mil | Zone-by-Zone | gen4_led | Georgia | 14.9017 | E: Lodging with Zone-by-Zone Systems | 0.001162 | 0.0014026 | 0 | 0 | 0 | 0.00391 | 0.0037525 | 0.00077173 | 2.2818e-05 | 0.0015781 | 0.00020634 | 0.0012722 | 0.0016154 | 0 | 0 | 0.0041163 | 0.0050247 | 0.00077173 | 2.2818e-05 | 0.0031935 | 0.013129 | 258207.8587
105358 | hvac_0009 | Air Side Economizers for AHUs | FALSE | 0.32276 | Lodging | GA, Fulton County | 600001_1mil | Zone-by-Zone | gen4_led | Georgia | 14.9017 | E: Lodging with Zone-by-Zone Systems | 0.001162 | 0.0014026 | 0 | 0 | 0 | 0.00391 | 0.0037525 | 0.00077173 | 2.2818e-05 | 0.0015781 | 0.00020634 | 0.0012722 | 0.0016154 | 0 | 0 | 0.0041163 | 0.0050247 | 0.00077173 | 2.2818e-05 | 0.0031935 | 0.013129 | 258207.8587
105358 | hvac_0010 | VRF with DOAS, 25pct Heat Pump Upsizing Allowance | FALSE | 0.32276 | Lodging | GA, Fulton County | 600001_1mil | Zone-by-Zone | gen4_led | Georgia | 14.9017 | E: Lodging with Zone-by-Zone Systems | 0.001162 | 0.0014026 | 0 | 0 | 0 | 0.00391 | 0.0037525 | 0.00077173 | 2.2818e-05 | 0.0015781 | 0.00020634 | 0.0012722 | 0.0016154 | 0 | 0 | 0.0041163 | 0.0050247 | 0.00077173 | 2.2818e-05 | 0.0031935 | 0.013129 | 258207.8587
105358 | hvac_0012 | Unoccupied AHU Control | FALSE | 0.32276 | Lodging | GA, Fulton County | 600001_1mil | Zone-by-Zone | gen4_led | Georgia | 14.9017 | E: Lodging with Zone-by-Zone Systems | 0.001162 | 0.0014026 | 0 | 0 | 0 | 0.00391 | 0.0037525 | 0.00077173 | 2.2818e-05 | 0.0015781 | 0.00020634 | 0.0012722 | 0.0016154 | 0 | 0 | 0.0041163 | 0.0050247 | 0.00077173 | 2.2818e-05 | 0.0031935 | 0.013129 | 258207.8587
105358 | hvac_0013 | Variable Speed HP RTU, Electric Backup, Energy Recovery | FALSE | 0.32276 | Lodging | GA, Fulton County | 600001_1mil | Zone-by-Zone | gen4_led | Georgia | 14.9017 | E: Lodging with Zone-by-Zone Systems | 0.001162 | 0.0014026 | 0 | 0 | 0 | 0.00391 | 0.0037525 | 0.00077173 | 2.2818e-05 | 0.0015781 | 0.00020634 | 0.0012722 | 0.0016154 | 0 | 0 | 0.0041163 | 0.0050247 | 0.00077173 | 2.2818e-05 | 0.0031935 | 0.013129 | 258207.8587
105358 | hvac_0014 | Advanced RTU Controls | FALSE | 0.32276 | Lodging | GA, Fulton County | 600001_1mil | Zone-by-Zone | gen4_led | Georgia | 14.9017 | E: Lodging with Zone-by-Zone Systems | 0.001162 | 0.0014026 | 0 | 0 | 0 | 0.00391 | 0.0037525 | 0.00077173 | 2.2818e-05 | 0.0015781 | 0.00020634 | 0.0012722 | 0.0016154 | 0 | 0 | 0.0041163 | 0.0050247 | 0.00077173 | 2.2818e-05 | 0.0031935 | 0.013129 | 258207.8587
105358 | hvac_0015 | Hydronic Water-to-Water Geothermal Heat Pump | FALSE | 0.32276 | Lodging | GA, Fulton County | 600001_1mil | Zone-by-Zone | gen4_led | Georgia | 14.9017 | E: Lodging with Zone-by-Zone Systems | 0.001162 | 0.0014026 | 0 | 0 | 0 | 0.00391 | 0.0037525 | 0.00077173 | 2.2818e-05 | 0.0015781 | 0.00020634 | 0.0012722 | 0.0016154 | 0 | 0 | 0.0041163 | 0.0050247 | 0.00077173 | 2.2818e-05 | 0.0031935 | 0.013129 | 258207.8587
105358 | hvac_0016 | Packaged Water-to-Air Geothermal Heat Pump | FALSE | 0.32276 | Lodging | GA, Fulton County | 600001_1mil | Zone-by-Zone | gen4_led | Georgia | 14.9017 | E: Lodging with Zone-by-Zone Systems | 0.001162 | 0.0014026 | 0 | 0 | 0 | 0.00391 | 0.0037525 | 0.00077173 | 2.2818e-05 | 0.0015781 | 0.00020634 | 0.0012722 | 0.0016154 | 0 | 0 | 0.0041163 | 0.0050247 | 0.00077173 | 2.2818e-05 | 0.0031935 | 0.013129 | 258207.8587
105358 | hvac_0017 | Console Water-to-Air Geothermal Heat Pump | FALSE | 0.32276 | Lodging | GA, Fulton County | 600001_1mil | Zone-by-Zone | gen4_led | Georgia | 14.9017 | E: Lodging with Zone-by-Zone Systems | 0.001162 | 0.0014026 | 0 | 0 | 0 | 0.00391 | 0.0037525 | 0.00077173 | 2.2818e-05 | 0.0015781 | 0.00020634 | 0.0012722 | 0.0016154 | 0 | 0 | 0.0041163 | 0.0050247 | 0.00077173 | 2.2818e-05 | 0.0031935 | 0.013129 | 258207.8587
105358 | hvac_0018 | Standard Performance HP RTU, Electric Backup | FALSE | 0.32276 | Lodging | GA, Fulton County | 600001_1mil | Zone-by-Zone | gen4_led | Georgia | 14.9017 | E: Lodging with Zone-by-Zone Systems | 0.001162 | 0.0014026 | 0 | 0 | 0 | 0.00391 | 0.0037525 | 0.00077173 | 2.2818e-05 | 0.0015781 | 0.00020634 | 0.0012722 | 0.0016154 | 0 | 0 | 0.0041163 | 0.0050247 | 0.00077173 | 2.2818e-05 | 0.0031935 | 0.013129 | 258207.8587
105358 | hvac_0019 | Standard Performance HP RTU, Electric Backup + Roof Insulation | FALSE | 0.32276 | Lodging | GA, Fulton County | 600001_1mil | Zone-by-Zone | gen4_led | Georgia | 14.9017 | E: Lodging with Zone-by-Zone Systems | 0.001162 | 0.0014026 | 0 | 0 | 0 | 0.00391 | 0.0037525 | 0.00077173 | 2.2818e-05 | 0.0015781 | 0.00020634 | 0.0012722 | 0.0016154 | 0 | 0 | 0.0041163 | 0.0050247 | 0.00077173 | 2.2818e-05 | 0.0031935 | 0.013129 | 258207.8587
105358 | hvac_0020 | Standard Performance HP RTU, Electric Backup, 32F Minimum Compressor Lockout | FALSE | 0.32276 | Lodging | GA, Fulton County | 600001_1mil | Zone-by-Zone | gen4_led | Georgia | 14.9017 | E: Lodging with Zone-by-Zone Systems | 0.001162 | 0.0014026 | 0 | 0 | 0 | 0.00391 | 0.0037525 | 0.00077173 | 2.2818e-05 | 0.0015781 | 0.00020634 | 0.0012722 | 0.0016154 | 0 | 0 | 0.0041163 | 0.0050247 | 0.00077173 | 2.2818e-05 | 0.0031935 | 0.013129 | 258207.8587
105358 | hvac_0021 | Cold Climate Challenge HP RTU, Electric Backup | FALSE | 0.32276 | Lodging | GA, Fulton County | 600001_1mil | Zone-by-Zone | gen4_led | Georgia | 14.9017 | E: Lodging with Zone-by-Zone Systems | 0.001162 | 0.0014026 | 0 | 0 | 0 | 0.00391 | 0.0037525 | 0.00077173 | 2.2818e-05 | 0.0015781 | 0.00020634 | 0.0012722 | 0.0016154 | 0 | 0 | 0.0041163 | 0.0050247 | 0.00077173 | 2.2818e-05 | 0.0031935 | 0.013129 | 258207.8587
105358 | hvac_0022 | Ideal Thermal Air Loads | TRUE | 0.32276 | Lodging | GA, Fulton County | 600001_1mil | Zone-by-Zone | gen4_led | Georgia | 21.4195 | E: Lodging with Zone-by-Zone Systems | 0.00081111 | 0.00092734 | 0.0070691 | 0.002752 | 0 | 3.8078e-05 | 0.0037525 | 0.00077173 | 2.2436e-05 | 0.0015781 | 0 | 0.0012722 | 0.0016154 | 0 | 0 | 0.0098591 | 0.0050247 | 0.00077173 | 2.2436e-05 | 0.0031935 | 0.018871 | 258207.8587
105358 | ltg_0001 | LED Lighting | FALSE | 0.32276 | Lodging | GA, Fulton County | 600001_1mil | Zone-by-Zone | gen4_led | Georgia | 14.9017 | E: Lodging with Zone-by-Zone Systems | 0.001162 | 0.0014026 | 0 | 0 | 0 | 0.00391 | 0.0037525 | 0.00077173 | 2.2818e-05 | 0.0015781 | 0.00020634 | 0.0012722 | 0.0016154 | 0 | 0 | 0.0041163 | 0.0050247 | 0.00077173 | 2.2818e-05 | 0.0031935 | 0.013129 | 258207.8587
105358 | ppl_0001 | Electric Kitchen Equipment | TRUE | 0.32276 | Lodging | GA, Fulton County | 600001_1mil | Zone-by-Zone | gen4_led | Georgia | 14.8187 | E: Lodging with Zone-by-Zone Systems | 0.00116 | 0.0014032 | 0 | 0 | 0 | 0.0039093 | 0.0038584 | 0.00077173 | 2.2766e-05 | 0.0015781 | 0.00020634 | 0.0010939 | 0.0016154 | 0 | 0 | 0.0041156 | 0.0049522 | 0.00077173 | 2.2766e-05 | 0.0031935 | 0.013056 | 258207.8587
105358 | dr_0001 | Demand Flexibility, Thermostat Control, Load Shed for Daily Bldg Peak Reduction | FALSE | 0.32276 | Lodging | GA, Fulton County | 600001_1mil | Zone-by-Zone | gen4_led | Georgia | 14.9017 | E: Lodging with Zone-by-Zone Systems | 0.001162 | 0.0014026 | 0 | 0 | 0 | 0.00391 | 0.0037525 | 0.00077173 | 2.2818e-05 | 0.0015781 | 0.00020634 | 0.0012722 | 0.0016154 | 0 | 0 | 0.0041163 | 0.0050247 | 0.00077173 | 2.2818e-05 | 0.0031935 | 0.013129 | 258207.8587
105358 | dr_0002 | Demand Flexibility, Thermostat Control, Load Shift for Daily Bldg Peak Reduction | FALSE | 0.32276 | Lodging | GA, Fulton County | 600001_1mil | Zone-by-Zone | gen4_led | Georgia | 14.9017 | E: Lodging with Zone-by-Zone Systems | 0.001162 | 0.0014026 | 0 | 0 | 0 | 0.00391 | 0.0037525 | 0.00077173 | 2.2818e-05 | 0.0015781 | 0.00020634 | 0.0012722 | 0.0016154 | 0 | 0 | 0.0041163 | 0.0050247 | 0.00077173 | 2.2818e-05 | 0.0031935 | 0.013129 | 258207.8587
105358 | dr_0003 | Demand Flexibility, Lighting Control, Load Shed for Daily Bldg Peak Reduction | FALSE | 0.32276 | Lodging | GA, Fulton County | 600001_1mil | Zone-by-Zone | gen4_led | Georgia | 14.9017 | E: Lodging with Zone-by-Zone Systems | 0.001162 | 0.0014026 | 0 | 0 | 0 | 0.00391 | 0.0037525 | 0.00077173 | 2.2818e-05 | 0.0015781 | 0.00020634 | 0.0012722 | 0.0016154 | 0 | 0 | 0.0041163 | 0.0050247 | 0.00077173 | 2.2818e-05 | 0.0031935 | 0.013129 | 258207.8587
105358 | dr_0004 | Demand Flexibility, Lighting Control, Load Shed for Daily GHG Emission Reduction | FALSE | 0.32276 | Lodging | GA, Fulton County | 600001_1mil | Zone-by-Zone | gen4_led | Georgia | 14.9017 | E: Lodging with Zone-by-Zone Systems | 0.001162 | 0.0014026 | 0 | 0 | 0 | 0.00391 | 0.0037525 | 0.00077173 | 2.2818e-05 | 0.0015781 | 0.00020634 | 0.0012722 | 0.0016154 | 0 | 0 | 0.0041163 | 0.0050247 | 0.00077173 | 2.2818e-05 | 0.0031935 | 0.013129 | 258207.8587
105358 | pkg_0001 | Package 1, Wall & Roof Insulation + New Windows | TRUE | 0.32276 | Lodging | GA, Fulton County | 600001_1mil | Zone-by-Zone | gen4_led | Georgia | 14.5815 | E: Lodging with Zone-by-Zone Systems | 0.0011419 | 0.0013751 | 0 | 0 | 0 | 0.0037443 | 0.0037525 | 0.00077173 | 2.2818e-05 | 0.0015781 | 8.9869e-05 | 0.0012722 | 0.0016154 | 0 | 0 | 0.0038342 | 0.0050247 | 0.00077173 | 2.2818e-05 | 0.0031935 | 0.012847 | 258207.8587
105358 | pkg_0002 | Package 2, LED Lighting + Variable Speed HP RTU or HP Boilers | FALSE | 0.32276 | Lodging | GA, Fulton County | 600001_1mil | Zone-by-Zone | gen4_led | Georgia | 14.9017 | E: Lodging with Zone-by-Zone Systems | 0.001162 | 0.0014026 | 0 | 0 | 0 | 0.00391 | 0.0037525 | 0.00077173 | 2.2818e-05 | 0.0015781 | 0.00020634 | 0.0012722 | 0.0016154 | 0 | 0 | 0.0041163 | 0.0050247 | 0.00077173 | 2.2818e-05 | 0.0031935 | 0.013129 | 258207.8587
105358 | pkg_0003 | Package 3, LED Lighting + Standard Performance HP RTU or HP Boilers | FALSE | 0.32276 | Lodging | GA, Fulton County | 600001_1mil | Zone-by-Zone | gen4_led | Georgia | 14.9017 | E: Lodging with Zone-by-Zone Systems | 0.001162 | 0.0014026 | 0 | 0 | 0 | 0.00391 | 0.0037525 | 0.00077173 | 2.2818e-05 | 0.0015781 | 0.00020634 | 0.0012722 | 0.0016154 | 0 | 0 | 0.0041163 | 0.0050247 | 0.00077173 | 2.2818e-05 | 0.0031935 | 0.013129 | 258207.8587
105358 | pkg_0004 | Package 4, Package 1 + Package 2 | TRUE | 0.32276 | Lodging | GA, Fulton County | 600001_1mil | Zone-by-Zone | gen4_led | Georgia | 14.5815 | E: Lodging with Zone-by-Zone Systems | 0.0011419 | 0.0013751 | 0 | 0 | 0 | 0.0037443 | 0.0037525 | 0.00077173 | 2.2818e-05 | 0.0015781 | 8.9869e-05 | 0.0012722 | 0.0016154 | 0 | 0 | 0.0038342 | 0.0050247 | 0.00077173 | 2.2818e-05 | 0.0031935 | 0.012847 | 258207.8587
105358 | pkg_0005 | Package 5, Variable Speed HP RTU or HP Boilers + Economizer + DCV + Energy Recovery | FALSE | 0.32276 | Lodging | GA, Fulton County | 600001_1mil | Zone-by-Zone | gen4_led | Georgia | 14.9017 | E: Lodging with Zone-by-Zone Systems | 0.001162 | 0.0014026 | 0 | 0 | 0 | 0.00391 | 0.0037525 | 0.00077173 | 2.2818e-05 | 0.0015781 | 0.00020634 | 0.0012722 | 0.0016154 | 0 | 0 | 0.0041163 | 0.0050247 | 0.00077173 | 2.2818e-05 | 0.0031935 | 0.013129 | 258207.8587
105358 | pkg_0006 | Comprehensive Geothermal Heat Pump Package, Hydronic GHP, Packaged GHP, or Console GHP | FALSE | 0.32276 | Lodging | GA, Fulton County | 600001_1mil | Zone-by-Zone | gen4_led | Georgia | 14.9017 | E: Lodging with Zone-by-Zone Systems | 0.001162 | 0.0014026 | 0 | 0 | 0 | 0.00391 | 0.0037525 | 0.00077173 | 2.2818e-05 | 0.0015781 | 0.00020634 | 0.0012722 | 0.0016154 | 0 | 0 | 0.0041163 | 0.0050247 | 0.00077173 | 2.2818e-05 | 0.0031935 | 0.013129 | 258207.8587
105358 | pkg_0007 | Package 6, Demand Flexibility, Lighting + Thermostat Control, Load Shed for Daily Bldg Peak Reduction | FALSE | 0.32276 | Lodging | GA, Fulton County | 600001_1mil | Zone-by-Zone | gen4_led | Georgia | 14.9017 | E: Lodging with Zone-by-Zone Systems | 0.001162 | 0.0014026 | 0 | 0 | 0 | 0.00391 | 0.0037525 | 0.00077173 | 2.2818e-05 | 0.0015781 | 0.00020634 | 0.0012722 | 0.0016154 | 0 | 0 | 0.0041163 | 0.0050247 | 0.00077173 | 2.2818e-05 | 0.0031935 | 0.013129 | 258207.8587
419 | baseline | Baseline | TRUE | 45.2941 | Mercantile | GA, Bibb County | 1001_3000 | Other HVAC | gen2_t8_halogen | Georgia | 28.2125 | G: Buildings with Furnace-Based Multizone Systems | 0.000771 | 0.0009683 | 0 | 0 | 0 | 0.0033121 | 0.00069848 | 0.0025565 | 0 | 0.00079937 | 0.000526 | 0 | 0.00082813 | 0 | 0 | 0.003838 | 0.00069848 | 0.0025565 | 0 | 0.0016275 | 0.0087205 | 90588.2075
420 | baseline | Baseline | TRUE | 11.3334 | Mercantile | GA, Bibb County | 8001_12000 | Small Packaged Unit | gen2_t8_halogen | Georgia | 44.5453 | C: Strip Malls with some Food-Service with Small Packaged Units | 0.0012951 | 0.0015957 | 0 | 0 | 0 | 0.0049937 | 0.00085259 | 0.0018572 | 0 | 0.00079233 | 0.0021431 | 0.0021915 | 0.0043957 | 0 | 0 | 0.0071369 | 0.0030441 | 0.0018572 | 0 | 0.0051881 | 0.017226 | 113333.9761
421 | baseline | Baseline | TRUE | 5.2913 | Mercantile | GA, Bibb County | 12001_30000 | Small Packaged Unit | gen2_t8_halogen | Georgia | 40.9935 | C: Strip Malls with some Food-Service with Small Packaged Units | 0.0012145 | 0.0015271 | 0 | 0 | 0 | 0.0048507 | 0.0020372 | 0.0020115 | 0 | 0.00043406 | 0.00061978 | 0.0034184 | 0.002171 | 0 | 0 | 0.0054705 | 0.0054556 | 0.0020115 | 0 | 0.002605 | 0.015543 | 111116.9782
423 | baseline | Baseline | TRUE | 22.5677 | Mercantile | GA, Bibb County | 3001_8000 | Small Packaged Unit | gen3_t5_cfl | Georgia | 44.7535 | C: Strip Malls with some Food-Service with Small Packaged Units | 0.0017258 | 0.001996 | 0 | 0 | 0 | 0.0074748 | 0.0033137 | 0.0021039 | 0 | 0.001044 | 0.0016678 | 0 | 0.0033501 | 0 | 0 | 0.0091425 | 0.0033137 | 0.0021039 | 0 | 0.0043942 | 0.018954 | 124122.3299
869 | baseline | Baseline | TRUE | 63.8799 | Mercantile | GA, Bibb County | _1000 | Small Packaged Unit | gen1_t12_incandescent | Georgia | 25.7389 | A: Non Food-Service Buildings with Small Packaged Units | 0.00046873 | 0.00059895 | 0 | 0 | 0 | 0.0022172 | 0.00024885 | 0.0018152 | 0 | 0 | 0.001329 | 0 | 0 | 0 | 0 | 0.0035462 | 0.00024885 | 0.0018152 | 0 | 0 | 0.0056102 | 63879.8711
6095 | baseline | Baseline | TRUE | 0.80023 | Mercantile | GA, Bibb County | 150001_200000 | Small Packaged Unit | gen5_led | Georgia | 15.8557 | A: Non Food-Service Buildings with Small Packaged Units | 0.0007369 | 0.00083962 | 0 | 0 | 0 | 0.0036947 | 0.0010753 | 0.0015984 | 0 | 0 | 0.0012081 | 0 | 0 | 0 | 0 | 0.0049028 | 0.0010753 | 0.0015984 | 0 | 0 | 0.0075765 | 140040.3602
6098 | baseline | Baseline | TRUE | 1.949 | Mercantile | GA, Bibb County | 100001_150000 | Small Packaged Unit | gen2_t8_halogen | Georgia | 19.3323 | A: Non Food-Service Buildings with Small Packaged Units | 0.001438 | 0.0018209 | 0 | 0 | 0 | 0.0090542 | 0.0013099 | 0.0039071 | 0 | 0 | 0.0017993 | 0 | 0 | 0 | 0 | 0.010854 | 0.0013099 | 0.0039071 | 0 | 0 | 0.016071 | 243624.7109
6099 | baseline | Baseline | TRUE | 2.4907 | Mercantile | GA, Bibb County | 40001_52000 | Small Packaged Unit | gen2_t8_halogen | Georgia | 24.1509 | A: Non Food-Service Buildings with Small Packaged Units | 0.00088531 | 0.0010249 | 0 | 0 | 0 | 0.0050521 | 0.00061605 | 0.0018591 | 0 | 0 | 0.0019142 | 0 | 0 | 0 | 0 | 0.0069663 | 0.00061605 | 0.0018591 | 0 | 0 | 0.0094414 | 114570.9445
6101 | baseline | Baseline | TRUE | 0.60833 | Mercantile | GA, Bibb County | 200001_400000 | Small Packaged Unit | gen2_t8_halogen | Georgia | 14.4799 | A: Non Food-Service Buildings with Small Packaged Units | 0.00082271 | 0.0010327 | 0 | 0 | 0 | 0.0041054 | 0.0014008 | 0.0027117 | 0 | 0 | 0.00079893 | 0 | 0 | 0 | 0 | 0.0049043 | 0.0014008 | 0.0027117 | 0 | 0 | 0.0090168 | 182499.55
6103 | baseline | Baseline | TRUE | 2.4894 | Mercantile | GA, Bibb County | 64001_70000 | Small Packaged Unit | gen2_t8_halogen | Georgia | 20.0652 | A: Non Food-Service Buildings with Small Packaged Units | 0.0010625 | 0.0012733 | 0 | 0 | 0 | 0.006332 | 0.0008044 | 0.002612 | 0 | 0 | 0.0016709 | 0 | 0 | 0 | 0 | 0.008003 | 0.0008044 | 0.002612 | 0 | 0 | 0.011419 | 166790.5501
6104 | baseline | Baseline | TRUE | 2.1821 | Mercantile | GA, Bibb County | 70001_80000 | Small Packaged Unit | gen2_t8_halogen | Georgia | 13.1391 | A: Non Food-Service Buildings with Small Packaged Units | 0.000571 | 0.00081769 | 0 | 0 | 0 | 0.0037023 | 0.00052927 | 0.0020233 | 0 | 0 | 0.00108 | 0 | 0 | 0 | 0 | 0.0047845 | 0.00052927 | 0.0020233 | 0 | 0 | 0.007337 | 163654.1459
9131 | baseline | Baseline | TRUE | 1.3742 | Mercantile | GA, Bibb County | 52001_64000 | Small Packaged Unit | gen2_t8_halogen | Georgia | 39.749 | C: Strip Malls with some Food-Service with Small Packaged Units | 0.00087686 | 0.0010694 | 0 | 0 | 0 | 0.0031024 | 0.001953 | 0.0011066 | 0 | 0.00046791 | 0.000102 | 0.0011915 | 0.0028865 | 0 | 0 | 0.0032044 | 0.0031445 | 0.0011066 | 0 | 0.0033544 | 0.01081 | 79702.5938
9133 | baseline | Baseline | TRUE | 0.98347 | Mercantile | GA, Bibb County | 30001_40000 | Small Packaged Unit | gen3_t5_cfl | Georgia | 30.8384 | C: Strip Malls with some Food-Service with Small Packaged Units | 0.000281 | 0.00036073 | 0 | 0 | 0 | 0.00094389 | 0.00071723 | 0.00048214 | 0 | 0.0001246 | 0.00049615 | 0.00017442 | 0.00068357 | 0 | 0 | 0.00144 | 0.00089165 | 0.00048214 | 0 | 0.00080817 | 0.003622 | 34421.532
11585 | baseline | Baseline | TRUE | 1.4211 | Mercantile | GA, Bibb County | 80001_100000 | Small Packaged Unit | gen2_t8_halogen | Georgia | 30.9256 | C: Strip Malls with some Food-Service with Small Packaged Units | 0.0010842 | 0.0013555 | 0 | 0 | 0 | 0.004362 | 0.0016797 | 0.0020349 | 0 | 0.00059028 | 0.00077116 | 0.00034655 | 0.0037119 | 0 | 0 | 0.0051331 | 0.0020262 | 0.0020349 | 0 | 0.0043022 | 0.013496 | 127900.4806
26621 | baseline | Baseline | TRUE | 0.0042096 | Mercantile | GA, Bibb County | 600001_1mil | Small Packaged Unit | gen2_t8_halogen | Georgia | 11.6991 | A: Non Food-Service Buildings with Small Packaged Units | 1.0935e-05 | 1.6021e-05 | 0 | 0 | 0 | 8.0888e-05 | 1.1117e-05 | 4.2431e-05 | 0 | 0 | 0 | 0 | 0 | 0 | 0 | 8.0888e-05 | 1.1117e-05 | 4.2431e-05 | 0 | 0 | 0.00013444 | 3367.7194
44082 | baseline | Baseline | TRUE | 0.023207 | Mercantile | GA, Bibb County | 400001_600000 | Small Packaged Unit | gen2_t8_halogen | Georgia | 25.3556 | C: Strip Malls with some Food-Service with Small Packaged Units | 8.956e-05 | 0.00011929 | 0 | 0 | 0 | 0.00051506 | 9.2863e-05 | 0.00017079 | 0 | 0.00021859 | 0 | 6.5991e-06 | 0 | 0 | 0 | 0.00051506 | 9.9462e-05 | 0.00017079 | 0 | 0.00021859 | 0.0010039 | 11603.6163
419 | env_0001 | Wall Insulation | TRUE | 45.2941 | Mercantile | GA, Bibb County | 1001_3000 | Other HVAC | gen2_t8_halogen | Georgia | 26.9097 | G: Buildings with Furnace-Based Multizone Systems | 0.00073976 | 0.00092939 | 0 | 0 | 0 | 0.0030824 | 0.00069848 | 0.0025565 | 0 | 0.00079937 | 0.00035289 | 0 | 0.00082813 | 0 | 0 | 0.0034353 | 0.00069848 | 0.0025565 | 0 | 0.0016275 | 0.0083178 | 90588.2075
420 | env_0001 | Wall Insulation | TRUE | 11.3334 | Mercantile | GA, Bibb County | 8001_12000 | Small Packaged Unit | gen2_t8_halogen | Georgia | 43.4117 | C: Strip Malls with some Food-Service with Small Packaged Units | 0.001261 | 0.0015604 | 0 | 0 | 0 | 0.004878 | 0.00085259 | 0.0018572 | 0 | 0.00079233 | 0.0018204 | 0.0021915 | 0.0043957 | 0 | 0 | 0.0066985 | 0.0030441 | 0.0018572 | 0 | 0.0051881 | 0.016788 | 113333.9761
421 | env_0001 | Wall Insulation | TRUE | 5.2913 | Mercantile | GA, Bibb County | 12001_30000 | Small Packaged Unit | gen2_t8_halogen | Georgia | 40.48 | C: Strip Malls with some Food-Service with Small Packaged Units | 0.0012005 | 0.0015109 | 0 | 0 | 0 | 0.00479 | 0.0020372 | 0.0020115 | 0 | 0.00043406 | 0.00048572 | 0.0034184 | 0.002171 | 0 | 0 | 0.0052758 | 0.0054556 | 0.0020115 | 0 | 0.002605 | 0.015348 | 111116.9782
423 | env_0001 | Wall Insulation | TRUE | 22.5677 | Mercantile | GA, Bibb County | 3001_8000 | Small Packaged Unit | gen3_t5_cfl | Georgia | 42.3172 | C: Strip Malls with some Food-Service with Small Packaged Units | 0.0016244 | 0.0018898 | 0 | 0 | 0 | 0.0067616 | 0.0033137 | 0.0021039 | 0 | 0.001044 | 0.0013491 | 0 | 0.0033501 | 0 | 0 | 0.0081107 | 0.0033137 | 0.0021039 | 0 | 0.0043942 | 0.017922 | 124122.3299
869 | env_0001 | Wall Insulation | TRUE | 63.8799 | Mercantile | GA, Bibb County | _1000 | Small Packaged Unit | gen1_t12_incandescent | Georgia | 21.275 | A: Non Food-Service Buildings with Small Packaged Units | 0.00038945 | 0.00051645 | 0 | 0 | 0 | 0.0018824 | 0.00024885 | 0.0018152 | 0 | 0 | 0.00069083 | 0 | 0 | 0 | 0 | 0.0025732 | 0.00024885 | 0.0018152 | 0 | 0 | 0.0046373 | 63879.8711
6095 | env_0001 | Wall Insulation | TRUE | 0.80023 | Mercantile | GA, Bibb County | 150001_200000 | Small Packaged Unit | gen5_led | Georgia | 15.7094 | A: Non Food-Service Buildings with Small Packaged Units | 0.00073231 | 0.00083393 | 0 | 0 | 0 | 0.0036752 | 0.0010753 | 0.0015984 | 0 | 0 | 0.0011577 | 0 | 0 | 0 | 0 | 0.0048329 | 0.0010753 | 0.0015984 | 0 | 0 | 0.0075065 | 140040.3602
6098 | env_0001 | Wall Insulation | TRUE | 1.949 | Mercantile | GA, Bibb County | 100001_150000 | Small Packaged Unit | gen2_t8_halogen | Georgia | 18.7998 | A: Non Food-Service Buildings with Small Packaged Units | 0.0014057 | 0.0017829 | 0 | 0 | 0 | 0.008893 | 0.0013099 | 0.0039071 | 0 | 0 | 0.0015179 | 0 | 0 | 0 | 0 | 0.010411 | 0.0013099 | 0.0039071 | 0 | 0 | 0.015628 | 243624.7109
6099 | env_0001 | Wall Insulation | TRUE | 2.4907 | Mercantile | GA, Bibb County | 40001_52000 | Small Packaged Unit | gen2_t8_halogen | Georgia | 22.5083 | A: Non Food-Service Buildings with Small Packaged Units | 0.0008328 | 0.00097065 | 0 | 0 | 0 | 0.0048355 | 0.00061605 | 0.0018591 | 0 | 0 | 0.0014886 | 0 | 0 | 0 | 0 | 0.0063241 | 0.00061605 | 0.0018591 | 0 | 0 | 0.0087992 | 114570.9445
6101 | env_0001 | Wall Insulation | TRUE | 0.60833 | Mercantile | GA, Bibb County | 200001_400000 | Small Packaged Unit | gen2_t8_halogen | Georgia | 14.113 | A: Non Food-Service Buildings with Small Packaged Units | 0.00080332 | 0.0010129 | 0 | 0 | 0 | 0.004019 | 0.0014008 | 0.0027117 | 0 | 0 | 0.0006569 | 0 | 0 | 0 | 0 | 0.0046759 | 0.0014008 | 0.0027117 | 0 | 0 | 0.0087884 | 182499.55
6103 | env_0001 | Wall Insulation | TRUE | 2.4894 | Mercantile | GA, Bibb County | 64001_70000 | Small Packaged Unit | gen2_t8_halogen | Georgia | 19.6249 | A: Non Food-Service Buildings with Small Packaged Units | 0.0010444 | 0.0012515 | 0 | 0 | 0 | 0.0062347 | 0.0008044 | 0.002612 | 0 | 0 | 0.0015177 | 0 | 0 | 0 | 0 | 0.0077524 | 0.0008044 | 0.002612 | 0 | 0 | 0.011169 | 166790.5501
6104 | env_0001 | Wall Insulation | FALSE | 2.1821 | Mercantile | GA, Bibb County | 70001_80000 | Small Packaged Unit | gen2_t8_halogen | Georgia | 13.1391 | A: Non Food-Service Buildings with Small Packaged Units | 0.00057105 | 0.00081769 | 0 | 0 | 0 | 0.0037023 | 0.00052927 | 0.0020233 | 0 | 0 | 0.0010822 | 0 | 0 | 0 | 0 | 0.0047845 | 0.00052927 | 0.0020233 | 0 | 0 | 0.007337 | 163654.1459
9131 | env_0001 | Wall Insulation | TRUE | 1.3742 | Mercantile | GA, Bibb County | 52001_64000 | Small Packaged Unit | gen2_t8_halogen | Georgia | 39.5464 | C: Strip Malls with some Food-Service with Small Packaged Units | 0.0008714 | 0.0010636 | 0 | 0 | 0 | 0.0030635 | 0.001953 | 0.0011066 | 0 | 0.00046791 | 8.5807e-05 | 0.0011915 | 0.0028865 | 0 | 0 | 0.0031493 | 0.0031445 | 0.0011066 | 0 | 0.0033544 | 0.010755 | 79702.5938
9133 | env_0001 | Wall Insulation | TRUE | 0.98347 | Mercantile | GA, Bibb County | 30001_40000 | Small Packaged Unit | gen3_t5_cfl | Georgia | 29.4023 | C: Strip Malls with some Food-Service with Small Packaged Units | 0.00026849 | 0.00034733 | 0 | 0 | 0 | 0.00090323 | 0.00071723 | 0.00048214 | 0 | 0.0001246 | 0.00036814 | 0.00017442 | 0.00068357 | 0 | 0 | 0.0012714 | 0.00089165 | 0.00048214 | 0 | 0.00080817 | 0.0034533 | 34421.532
11585 | env_0001 | Wall Insulation | TRUE | 1.4211 | Mercantile | GA, Bibb County | 80001_100000 | Small Packaged Unit | gen2_t8_halogen | Georgia | 30.2182 | C: Strip Malls with some Food-Service with Small Packaged Units | 0.0010578 | 0.001329 | 0 | 0 | 0 | 0.0042501 | 0.0016797 | 0.0020349 | 0 | 0.00059028 | 0.00057432 | 0.00034655 | 0.0037119 | 0 | 0 | 0.0048244 | 0.0020262 | 0.0020349 | 0 | 0.0043022 | 0.013188 | 127900.4806
26621 | env_0001 | Wall Insulation | TRUE | 0.0042096 | Mercantile | GA, Bibb County | 600001_1mil | Small Packaged Unit | gen2_t8_halogen | Georgia | 11.5929 | A: Non Food-Service Buildings with Small Packaged Units | 1.0814e-05 | 1.5875e-05 | 0 | 0 | 0 | 7.9667e-05 | 1.1117e-05 | 4.2431e-05 | 0 | 0 | 0 | 0 | 0 | 0 | 0 | 7.9667e-05 | 1.1117e-05 | 4.2431e-05 | 0 | 0 | 0.00013322 | 3367.7194
44082 | env_0001 | Wall Insulation | TRUE | 0.023207 | Mercantile | GA, Bibb County | 400001_600000 | Small Packaged Unit | gen2_t8_halogen | Georgia | 25.1944 | C: Strip Malls with some Food-Service with Small Packaged Units | 8.886e-05 | 0.00011853 | 0 | 0 | 0 | 0.00050869 | 9.2863e-05 | 0.00017079 | 0 | 0.00021859 | 0 | 6.5991e-06 | 0 | 0 | 0 | 0.00050869 | 9.9462e-05 | 0.00017079 | 0 | 0.00021859 | 0.00099753 | 11603.6163
419 | env_0002 | Roof Insulation | TRUE | 45.2941 | Mercantile | GA, Bibb County | 1001_3000 | Other HVAC | gen2_t8_halogen | Georgia | 27.7069 | G: Buildings with Furnace-Based Multizone Systems | 0.00076006 | 0.0009531 | 0 | 0 | 0 | 0.0032206 | 0.00069848 | 0.0025565 | 0 | 0.00079937 | 0.00046107 | 0 | 0.00082813 | 0 | 0 | 0.0036817 | 0.00069848 | 0.0025565 | 0 | 0.0016275 | 0.0085642 | 90588.2075
420 | env_0002 | Roof Insulation | TRUE | 11.3334 | Mercantile | GA, Bibb County | 8001_12000 | Small Packaged Unit | gen2_t8_halogen | Georgia | 43.1353 | C: Strip Malls with some Food-Service with Small Packaged Units | 0.0012599 | 0.0015515 | 0 | 0 | 0 | 0.0048449 | 0.00085259 | 0.0018572 | 0 | 0.00079233 | 0.0017469 | 0.0021915 | 0.0043957 | 0 | 0 | 0.0065917 | 0.0030441 | 0.0018572 | 0 | 0.0051881 | 0.016681 | 113333.9761
421 | env_0002 | Roof Insulation | TRUE | 5.2913 | Mercantile | GA, Bibb County | 12001_30000 | Small Packaged Unit | gen2_t8_halogen | Georgia | 40.1868 | C: Strip Malls with some Food-Service with Small Packaged Units | 0.0011952 | 0.0015008 | 0 | 0 | 0 | 0.0047392 | 0.0020372 | 0.0020115 | 0 | 0.00043406 | 0.00042539 | 0.0034184 | 0.002171 | 0 | 0 | 0.0051646 | 0.0054556 | 0.0020115 | 0 | 0.002605 | 0.015237 | 111116.9782
423 | env_0002 | Roof Insulation | TRUE | 22.5677 | Mercantile | GA, Bibb County | 3001_8000 | Small Packaged Unit | gen3_t5_cfl | Georgia | 44.2313 | C: Strip Malls with some Food-Service with Small Packaged Units | 0.0017116 | 0.0019737 | 0 | 0 | 0 | 0.0073314 | 0.0033137 | 0.0021039 | 0 | 0.001044 | 0.0015899 | 0 | 0.0033501 | 0 | 0 | 0.0089214 | 0.0033137 | 0.0021039 | 0 | 0.0043942 | 0.018733 | 124122.3299
869 | env_0002 | Roof Insulation | TRUE | 63.8799 | Mercantile | GA, Bibb County | _1000 | Small Packaged Unit | gen1_t12_incandescent | Georgia | 24.6167 | A: Non Food-Service Buildings with Small Packaged Units | 0.0004532 | 0.00057836 | 0 | 0 | 0 | 0.0021361 | 0.00024885 | 0.0018152 | 0 | 0 | 0.0011661 | 0 | 0 | 0 | 0 | 0.0033022 | 0.00024885 | 0.0018152 | 0 | 0 | 0.0053656 | 63879.8711
6095 | env_0002 | Roof Insulation | TRUE | 0.80023 | Mercantile | GA, Bibb County | 150001_200000 | Small Packaged Unit | gen5_led | Georgia | 15.7 | A: Non Food-Service Buildings with Small Packaged Units | 0.00073203 | 0.00083388 | 0 | 0 | 0 | 0.0036799 | 0.0010753 | 0.0015984 | 0 | 0 | 0.0011485 | 0 | 0 | 0 | 0 | 0.0048284 | 0.0010753 | 0.0015984 | 0 | 0 | 0.0075021 | 140040.3602
6098 | env_0002 | Roof Insulation | TRUE | 1.949 | Mercantile | GA, Bibb County | 100001_150000 | Small Packaged Unit | gen2_t8_halogen | Georgia | 18.1742 | A: Non Food-Service Buildings with Small Packaged Units | 0.0013747 | 0.0017372 | 0 | 0 | 0 | 0.0086835 | 0.0013099 | 0.0039071 | 0 | 0 | 0.0012074 | 0 | 0 | 0 | 0 | 0.0098908 | 0.0013099 | 0.0039071 | 0 | 0 | 0.015108 | 243624.7109
6099 | env_0002 | Roof Insulation | TRUE | 2.4907 | Mercantile | GA, Bibb County | 40001_52000 | Small Packaged Unit | gen2_t8_halogen | Georgia | 23.2162 | A: Non Food-Service Buildings with Small Packaged Units | 0.0008608 | 0.00099495 | 0 | 0 | 0 | 0.0049464 | 0.00061605 | 0.0018591 | 0 | 0 | 0.0016545 | 0 | 0 | 0 | 0 | 0.0066009 | 0.00061605 | 0.0018591 | 0 | 0 | 0.009076 | 114570.9445
6101 | env_0002 | Roof Insulation | TRUE | 0.60833 | Mercantile | GA, Bibb County | 200001_400000 | Small Packaged Unit | gen2_t8_halogen | Georgia | 13.3865 | A: Non Food-Service Buildings with Small Packaged Units | 0.00078018 | 0.0009754 | 0 | 0 | 0 | 0.00388 | 0.0014008 | 0.0027117 | 0 | 0 | 0.00034351 | 0 | 0 | 0 | 0 | 0.0042235 | 0.0014008 | 0.0027117 | 0 | 0 | 0.008336 | 182499.55
6103 | env_0002 | Roof Insulation | TRUE | 2.4894 | Mercantile | GA, Bibb County | 64001_70000 | Small Packaged Unit | gen2_t8_halogen | Georgia | 19.4123 | A: Non Food-Service Buildings with Small Packaged Units | 0.0010377 | 0.0012413 | 0 | 0 | 0 | 0.0061938 | 0.0008044 | 0.002612 | 0 | 0 | 0.0014376 | 0 | 0 | 0 | 0 | 0.0076314 | 0.0008044 | 0.002612 | 0 | 0 | 0.011048 | 166790.5501
6104 | env_0002 | Roof Insulation | TRUE | 2.1821 | Mercantile | GA, Bibb County | 70001_80000 | Small Packaged Unit | gen2_t8_halogen | Georgia | 12.8701 | A: Non Food-Service Buildings with Small Packaged Units | 0.00056043 | 0.00080567 | 0 | 0 | 0 | 0.0036645 | 0.00052927 | 0.0020233 | 0 | 0 | 0.00096975 | 0 | 0 | 0 | 0 | 0.0046343 | 0.00052927 | 0.0020233 | 0 | 0 | 0.0071868 | 163654.1459
9131 | env_0002 | Roof Insulation | TRUE | 1.3742 | Mercantile | GA, Bibb County | 52001_64000 | Small Packaged Unit | gen2_t8_halogen | Georgia | 39.6537 | C: Strip Malls with some Food-Service with Small Packaged Units | 0.00087538 | 0.0010668 | 0 | 0 | 0 | 0.0030874 | 0.001953 | 0.0011066 | 0 | 0.00046791 | 9.1056e-05 | 0.0011915 | 0.0028865 | 0 | 0 | 0.0031785 | 0.0031445 | 0.0011066 | 0 | 0.0033544 | 0.010784 | 79702.5938
9133 | env_0002 | Roof Insulation | TRUE | 0.98347 | Mercantile | GA, Bibb County | 30001_40000 | Small Packaged Unit | gen3_t5_cfl | Georgia | 29.8107 | C: Strip Malls with some Food-Service with Small Packaged Units | 0.00027292 | 0.00035115 | 0 | 0 | 0 | 0.00091478 | 0.00071723 | 0.00048214 | 0 | 0.0001246 | 0.00040456 | 0.00017442 | 0.00068357 | 0 | 0 | 0.0013193 | 0.00089165 | 0.00048214 | 0 | 0.00080817 | 0.0035013 | 34421.532
11585 | env_0002 | Roof Insulation | TRUE | 1.4211 | Mercantile | GA, Bibb County | 80001_100000 | Small Packaged Unit | gen2_t8_halogen | Georgia | 30.153 | C: Strip Malls with some Food-Service with Small Packaged Units | 0.001062 | 0.001326 | 0 | 0 | 0 | 0.0042299 | 0.0016797 | 0.0020349 | 0 | 0.00059028 | 0.000566 | 0.00034655 | 0.0037119 | 0 | 0 | 0.0047959 | 0.0020262 | 0.0020349 | 0 | 0.0043022 | 0.013159 | 127900.4806
26621 | env_0002 | Roof Insulation | TRUE | 0.0042096 | Mercantile | GA, Bibb County | 600001_1mil | Small Packaged Unit | gen2_t8_halogen | Georgia | 11.0533 | A: Non Food-Service Buildings with Small Packaged Units | 1.0254e-05 | 1.5136e-05 | 0 | 0 | 0 | 7.3467e-05 | 1.1117e-05 | 4.2431e-05 | 0 | 0 | 0 | 0 | 0 | 0 | 0 | 7.3467e-05 | 1.1117e-05 | 4.2431e-05 | 0 | 0 | 0.00012701 | 3367.7194
44082 | env_0002 | Roof Insulation | TRUE | 0.023207 | Mercantile | GA, Bibb County | 400001_600000 | Small Packaged Unit | gen2_t8_halogen | Georgia | 24.3709 | C: Strip Malls with some Food-Service with Small Packaged Units | 8.6073e-05 | 0.00011464 | 0 | 0 | 0 | 0.00047608 | 9.2863e-05 | 0.00017079 | 0 | 0.00021859 | 0 | 6.5991e-06 | 0 | 0 | 0 | 0.00047608 | 9.9462e-05 | 0.00017079 | 0 | 0.00021859 | 0.00096492 | 11603.6163
419 | env_0003 | Secondary Windows | TRUE | 45.2941 | Mercantile | GA, Bibb County | 1001_3000 | Other HVAC | gen2_t8_halogen | Georgia | 28.125 | G: Buildings with Furnace-Based Multizone Systems | 0.00076865 | 0.00096539 | 0 | 0 | 0 | 0.0032906 | 0.00069848 | 0.0025565 | 0 | 0.00079937 | 0.00051989 | 0 | 0.00082813 | 0 | 0 | 0.0038105 | 0.00069848 | 0.0025565 | 0 | 0.0016275 | 0.0086934 | 90588.2075
420 | env_0003 | Secondary Windows | TRUE | 11.3334 | Mercantile | GA, Bibb County | 8001_12000 | Small Packaged Unit | gen2_t8_halogen | Georgia | 44.3425 | C: Strip Malls with some Food-Service with Small Packaged Units | 0.0012893 | 0.0015855 | 0 | 0 | 0 | 0.0048992 | 0.00085259 | 0.0018572 | 0 | 0.00079233 | 0.0021594 | 0.0021915 | 0.0043957 | 0 | 0 | 0.0070586 | 0.0030441 | 0.0018572 | 0 | 0.0051881 | 0.017148 | 113333.9761
421 | env_0003 | Secondary Windows | TRUE | 5.2913 | Mercantile | GA, Bibb County | 12001_30000 | Small Packaged Unit | gen2_t8_halogen | Georgia | 40.1687 | C: Strip Malls with some Food-Service with Small Packaged Units | 0.0011925 | 0.0014971 | 0 | 0 | 0 | 0.0046763 | 0.0020372 | 0.0020115 | 0 | 0.00043406 | 0.00048146 | 0.0034184 | 0.002171 | 0 | 0 | 0.0051578 | 0.0054556 | 0.0020115 | 0 | 0.002605 | 0.01523 | 111116.9782
423 | env_0003 | Secondary Windows | TRUE | 22.5677 | Mercantile | GA, Bibb County | 3001_8000 | Small Packaged Unit | gen3_t5_cfl | Georgia | 44.7354 | C: Strip Malls with some Food-Service with Small Packaged Units | 0.0017252 | 0.0019949 | 0 | 0 | 0 | 0.0074632 | 0.0033137 | 0.0021039 | 0 | 0.001044 | 0.0016714 | 0 | 0.0033501 | 0 | 0 | 0.0091346 | 0.0033137 | 0.0021039 | 0 | 0.0043942 | 0.018946 | 124122.3299
869 | env_0003 | Secondary Windows | TRUE | 63.8799 | Mercantile | GA, Bibb County | _1000 | Small Packaged Unit | gen1_t12_incandescent | Georgia | 24.9944 | A: Non Food-Service Buildings with Small Packaged Units | 0.00045758 | 0.00058313 | 0 | 0 | 0 | 0.0021222 | 0.00024885 | 0.0018152 | 0 | 0 | 0.0012618 | 0 | 0 | 0 | 0 | 0.0033839 | 0.00024885 | 0.0018152 | 0 | 0 | 0.005448 | 63879.8711
6095 | env_0003 | Secondary Windows | TRUE | 0.80023 | Mercantile | GA, Bibb County | 150001_200000 | Small Packaged Unit | gen5_led | Georgia | 15.8532 | A: Non Food-Service Buildings with Small Packaged Units | 0.0007368 | 0.00083949 | 0 | 0 | 0 | 0.0036938 | 0.0010753 | 0.0015984 | 0 | 0 | 0.0012078 | 0 | 0 | 0 | 0 | 0.0049016 | 0.0010753 | 0.0015984 | 0 | 0 | 0.0075753 | 140040.3602
6098 | env_0003 | Secondary Windows | TRUE | 1.949 | Mercantile | GA, Bibb County | 100001_150000 | Small Packaged Unit | gen2_t8_halogen | Georgia | 19.0309 | A: Non Food-Service Buildings with Small Packaged Units | 0.0014196 | 0.0017965 | 0 | 0 | 0 | 0.008908 | 0.0013099 | 0.0039071 | 0 | 0 | 0.001695 | 0 | 0 | 0 | 0 | 0.010603 | 0.0013099 | 0.0039071 | 0 | 0 | 0.01582 | 243624.7109
6099 | env_0003 | Secondary Windows | TRUE | 2.4907 | Mercantile | GA, Bibb County | 40001_52000 | Small Packaged Unit | gen2_t8_halogen | Georgia | 24.1163 | A: Non Food-Service Buildings with Small Packaged Units | 0.00088432 | 0.0010236 | 0 | 0 | 0 | 0.0050452 | 0.00061605 | 0.0018591 | 0 | 0 | 0.0019075 | 0 | 0 | 0 | 0 | 0.0069527 | 0.00061605 | 0.0018591 | 0 | 0 | 0.0094278 | 114570.9445
6101 | env_0003 | Secondary Windows | TRUE | 0.60833 | Mercantile | GA, Bibb County | 200001_400000 | Small Packaged Unit | gen2_t8_halogen | Georgia | 14.4593 | A: Non Food-Service Buildings with Small Packaged Units | 0.00082174 | 0.0010312 | 0 | 0 | 0 | 0.0040942 | 0.0014008 | 0.0027117 | 0 | 0 | 0.00079732 | 0 | 0 | 0 | 0 | 0.0048915 | 0.0014008 | 0.0027117 | 0 | 0 | 0.009004 | 182499.55
6103 | env_0003 | Secondary Windows | TRUE | 2.4894 | Mercantile | GA, Bibb County | 64001_70000 | Small Packaged Unit | gen2_t8_halogen | Georgia | 20.0388 | A: Non Food-Service Buildings with Small Packaged Units | 0.0010615 | 0.0012719 | 0 | 0 | 0 | 0.0063227 | 0.0008044 | 0.002612 | 0 | 0 | 0.0016653 | 0 | 0 | 0 | 0 | 0.007988 | 0.0008044 | 0.002612 | 0 | 0 | 0.011404 | 166790.5501
6104 | env_0003 | Secondary Windows | TRUE | 2.1821 | Mercantile | GA, Bibb County | 70001_80000 | Small Packaged Unit | gen2_t8_halogen | Georgia | 13.0849 | A: Non Food-Service Buildings with Small Packaged Units | 0.00056851 | 0.00081442 | 0 | 0 | 0 | 0.0036787 | 0.00052927 | 0.0020233 | 0 | 0 | 0.0010755 | 0 | 0 | 0 | 0 | 0.0047542 | 0.00052927 | 0.0020233 | 0 | 0 | 0.0073067 | 163654.1459
9131 | env_0003 | Secondary Windows | TRUE | 1.3742 | Mercantile | GA, Bibb County | 52001_64000 | Small Packaged Unit | gen2_t8_halogen | Georgia | 39.7354 | C: Strip Malls with some Food-Service with Small Packaged Units | 0.00087655 | 0.0010689 | 0 | 0 | 0 | 0.0030988 | 0.001953 | 0.0011066 | 0 | 0.00046791 | 0.00010192 | 0.0011915 | 0.0028865 | 0 | 0 | 0.0032007 | 0.0031445 | 0.0011066 | 0 | 0.0033544 | 0.010806 | 79702.5938
9133 | env_0003 | Secondary Windows | TRUE | 0.98347 | Mercantile | GA, Bibb County | 30001_40000 | Small Packaged Unit | gen3_t5_cfl | Georgia | 30.8319 | C: Strip Malls with some Food-Service with Small Packaged Units | 0.00028094 | 0.00036063 | 0 | 0 | 0 | 0.00094296 | 0.00071723 | 0.00048214 | 0 | 0.0001246 | 0.00049632 | 0.00017442 | 0.00068357 | 0 | 0 | 0.0014393 | 0.00089165 | 0.00048214 | 0 | 0.00080817 | 0.0036212 | 34421.532
11585 | env_0003 | Secondary Windows | TRUE | 1.4211 | Mercantile | GA, Bibb County | 80001_100000 | Small Packaged Unit | gen2_t8_halogen | Georgia | 30.8258 | C: Strip Malls with some Food-Service with Small Packaged Units | 0.0010808 | 0.0013507 | 0 | 0 | 0 | 0.0043258 | 0.0016797 | 0.0020349 | 0 | 0.00059028 | 0.00076382 | 0.00034655 | 0.0037119 | 0 | 0 | 0.0050896 | 0.0020262 | 0.0020349 | 0 | 0.0043022 | 0.013453 | 127900.4806
26621 | env_0003 | Secondary Windows | TRUE | 0.0042096 | Mercantile | GA, Bibb County | 600001_1mil | Small Packaged Unit | gen2_t8_halogen | Georgia | 11.6971 | A: Non Food-Service Buildings with Small Packaged Units | 1.0933e-05 | 1.6018e-05 | 0 | 0 | 0 | 8.0865e-05 | 1.1117e-05 | 4.2431e-05 | 0 | 0 | 0 | 0 | 0 | 0 | 0 | 8.0865e-05 | 1.1117e-05 | 4.2431e-05 | 0 | 0 | 0.00013441 | 3367.7194
44082 | env_0003 | Secondary Windows | TRUE | 0.023207 | Mercantile | GA, Bibb County | 400001_600000 | Small Packaged Unit | gen2_t8_halogen | Georgia | 25.3435 | C: Strip Malls with some Food-Service with Small Packaged Units | 8.9518e-05 | 0.00011923 | 0 | 0 | 0 | 0.00051459 | 9.2863e-05 | 0.00017079 | 0 | 0.00021859 | 0 | 6.5991e-06 | 0 | 0 | 0 | 0.00051459 | 9.9462e-05 | 0.00017079 | 0 | 0.00021859 | 0.0010034 | 11603.6163
419 | env_0004 | Window Film | TRUE | 45.2941 | Mercantile | GA, Bibb County | 1001_3000 | Other HVAC | gen2_t8_halogen | Georgia | 28.15 | G: Buildings with Furnace-Based Multizone Systems | 0.00076896 | 0.00096546 | 0 | 0 | 0 | 0.003282 | 0.00069848 | 0.0025565 | 0 | 0.00079937 | 0.0005362 | 0 | 0.00082813 | 0 | 0 | 0.0038182 | 0.00069848 | 0.0025565 | 0 | 0.0016275 | 0.0087012 | 90588.2075
420 | env_0004 | Window Film | TRUE | 11.3334 | Mercantile | GA, Bibb County | 8001_12000 | Small Packaged Unit | gen2_t8_halogen | Georgia | 44.64 | C: Strip Malls with some Food-Service with Small Packaged Units | 0.0012954 | 0.001585 | 0 | 0 | 0 | 0.0047412 | 0.00085259 | 0.0018572 | 0 | 0.00079233 | 0.0024324 | 0.0021915 | 0.0043957 | 0 | 0 | 0.0071736 | 0.0030441 | 0.0018572 | 0 | 0.0051881 | 0.017263 | 113333.9761
421 | env_0004 | Window Film | TRUE | 5.2913 | Mercantile | GA, Bibb County | 12001_30000 | Small Packaged Unit | gen2_t8_halogen | Georgia | 40.3261 | C: Strip Malls with some Food-Service with Small Packaged Units | 0.0011951 | 0.0014926 | 0 | 0 | 0 | 0.0045141 | 0.0020372 | 0.0020115 | 0 | 0.00043406 | 0.00070338 | 0.0034184 | 0.002171 | 0 | 0 | 0.0052174 | 0.0054556 | 0.0020115 | 0 | 0.002605 | 0.015289 | 111116.9782
423 | env_0004 | Window Film | TRUE | 22.5677 | Mercantile | GA, Bibb County | 3001_8000 | Small Packaged Unit | gen3_t5_cfl | Georgia | 44.7338 | C: Strip Malls with some Food-Service with Small Packaged Units | 0.0017248 | 0.001994 | 0 | 0 | 0 | 0.0074474 | 0.0033137 | 0.0021039 | 0 | 0.001044 | 0.0016868 | 0 | 0.0033501 | 0 | 0 | 0.0091342 | 0.0033137 | 0.0021039 | 0 | 0.0043942 | 0.018946 | 124122.3299
869 | env_0004 | Window Film | TRUE | 63.8799 | Mercantile | GA, Bibb County | _1000 | Small Packaged Unit | gen1_t12_incandescent | Georgia | 25.5389 | A: Non Food-Service Buildings with Small Packaged Units | 0.00046429 | 0.00058808 | 0 | 0 | 0 | 0.0020652 | 0.00024885 | 0.0018152 | 0 | 0 | 0.001438 | 0 | 0 | 0 | 0 | 0.0035032 | 0.00024885 | 0.0018152 | 0 | 0 | 0.0055666 | 63879.8711
6095 | env_0004 | Window Film | TRUE | 0.80023 | Mercantile | GA, Bibb County | 150001_200000 | Small Packaged Unit | gen5_led | Georgia | 15.8542 | A: Non Food-Service Buildings with Small Packaged Units | 0.00073675 | 0.00083929 | 0 | 0 | 0 | 0.0036892 | 0.0010753 | 0.0015984 | 0 | 0 | 0.0012128 | 0 | 0 | 0 | 0 | 0.0049021 | 0.0010753 | 0.0015984 | 0 | 0 | 0.0075757 | 140040.3602
6098 | env_0004 | Window Film | TRUE | 1.949 | Mercantile | GA, Bibb County | 100001_150000 | Small Packaged Unit | gen2_t8_halogen | Georgia | 19.132 | A: Non Food-Service Buildings with Small Packaged Units | 0.0014232 | 0.001797 | 0 | 0 | 0 | 0.0088111 | 0.0013099 | 0.0039071 | 0 | 0 | 0.0018759 | 0 | 0 | 0 | 0 | 0.010687 | 0.0013099 | 0.0039071 | 0 | 0 | 0.015904 | 243624.7109
6099 | env_0004 | Window Film | TRUE | 2.4907 | Mercantile | GA, Bibb County | 40001_52000 | Small Packaged Unit | gen2_t8_halogen | Georgia | 24.1405 | A: Non Food-Service Buildings with Small Packaged Units | 0.0008848 | 0.0010239 | 0 | 0 | 0 | 0.005039 | 0.00061605 | 0.0018591 | 0 | 0 | 0.0019232 | 0 | 0 | 0 | 0 | 0.0069622 | 0.00061605 | 0.0018591 | 0 | 0 | 0.0094373 | 114570.9445
6101 | env_0004 | Window Film | TRUE | 0.60833 | Mercantile | GA, Bibb County | 200001_400000 | Small Packaged Unit | gen2_t8_halogen | Georgia | 14.4671 | A: Non Food-Service Buildings with Small Packaged Units | 0.00082168 | 0.0010307 | 0 | 0 | 0 | 0.004077 | 0.0014008 | 0.0027117 | 0 | 0 | 0.00081934 | 0 | 0 | 0 | 0 | 0.0048964 | 0.0014008 | 0.0027117 | 0 | 0 | 0.0090089 | 182499.55
6103 | env_0004 | Window Film | TRUE | 2.4894 | Mercantile | GA, Bibb County | 64001_70000 | Small Packaged Unit | gen2_t8_halogen | Georgia | 20.0546 | A: Non Food-Service Buildings with Small Packaged Units | 0.001062 | 0.0012722 | 0 | 0 | 0 | 0.006318 | 0.0008044 | 0.002612 | 0 | 0 | 0.0016789 | 0 | 0 | 0 | 0 | 0.0079969 | 0.0008044 | 0.002612 | 0 | 0 | 0.011413 | 166790.5501
6104 | env_0004 | Window Film | TRUE | 2.1821 | Mercantile | GA, Bibb County | 70001_80000 | Small Packaged Unit | gen2_t8_halogen | Georgia | 13.0694 | A: Non Food-Service Buildings with Small Packaged Units | 0.0005657 | 0.0008079 | 0 | 0 | 0 | 0.0035651 | 0.00052927 | 0.0020233 | 0 | 0 | 0.0011805 | 0 | 0 | 0 | 0 | 0.0047455 | 0.00052927 | 0.0020233 | 0 | 0 | 0.0072981 | 163654.1459
9131 | env_0004 | Window Film | TRUE | 1.3742 | Mercantile | GA, Bibb County | 52001_64000 | Small Packaged Unit | gen2_t8_halogen | Georgia | 39.6862 | C: Strip Malls with some Food-Service with Small Packaged Units | 0.00087521 | 0.001067 | 0 | 0 | 0 | 0.0030799 | 0.001953 | 0.0011066 | 0 | 0.00046791 | 0.00010743 | 0.0011915 | 0.0028865 | 0 | 0 | 0.0031873 | 0.0031445 | 0.0011066 | 0 | 0.0033544 | 0.010793 | 79702.5938
9133 | env_0004 | Window Film | TRUE | 0.98347 | Mercantile | GA, Bibb County | 30001_40000 | Small Packaged Unit | gen3_t5_cfl | Georgia | 30.8467 | C: Strip Malls with some Food-Service with Small Packaged Units | 0.00028104 | 0.00036067 | 0 | 0 | 0 | 0.00094148 | 0.00071723 | 0.00048214 | 0 | 0.0001246 | 0.00049955 | 0.00017442 | 0.00068357 | 0 | 0 | 0.001441 | 0.00089165 | 0.00048214 | 0 | 0.00080817 | 0.003623 | 34421.532
11585 | env_0004 | Window Film | TRUE | 1.4211 | Mercantile | GA, Bibb County | 80001_100000 | Small Packaged Unit | gen2_t8_halogen | Georgia | 30.8285 | C: Strip Malls with some Food-Service with Small Packaged Units | 0.0010793 | 0.0013475 | 0 | 0 | 0 | 0.0042634 | 0.0016797 | 0.0020349 | 0 | 0.00059028 | 0.00082737 | 0.00034655 | 0.0037119 | 0 | 0 | 0.0050907 | 0.0020262 | 0.0020349 | 0 | 0.0043022 | 0.013454 | 127900.4806
26621 | env_0004 | Window Film | TRUE | 0.0042096 | Mercantile | GA, Bibb County | 600001_1mil | Small Packaged Unit | gen2_t8_halogen | Georgia | 11.6965 | A: Non Food-Service Buildings with Small Packaged Units | 1.0932e-05 | 1.6017e-05 | 0 | 0 | 0 | 8.0858e-05 | 1.1117e-05 | 4.2431e-05 | 0 | 0 | 0 | 0 | 0 | 0 | 0 | 8.0858e-05 | 1.1117e-05 | 4.2431e-05 | 0 | 0 | 0.00013441 | 3367.7194
44082 | env_0004 | Window Film | TRUE | 0.023207 | Mercantile | GA, Bibb County | 400001_600000 | Small Packaged Unit | gen2_t8_halogen | Georgia | 25.3392 | C: Strip Malls with some Food-Service with Small Packaged Units | 8.9514e-05 | 0.00011921 | 0 | 0 | 0 | 0.00051442 | 9.2863e-05 | 0.00017079 | 0 | 0.00021859 | 0 | 6.5991e-06 | 0 | 0 | 0 | 0.00051442 | 9.9462e-05 | 0.00017079 | 0 | 0.00021859 | 0.0010033 | 11603.6163
419 | env_0005 | New Windows | TRUE | 45.2941 | Mercantile | GA, Bibb County | 1001_3000 | Other HVAC | gen2_t8_halogen | Georgia | 28.1125 | G: Buildings with Furnace-Based Multizone Systems | 0.00076824 | 0.00096461 | 0 | 0 | 0 | 0.0032803 | 0.00069848 | 0.0025565 | 0 | 0.00079937 | 0.00052676 | 0 | 0.00082813 | 0 | 0 | 0.0038071 | 0.00069848 | 0.0025565 | 0 | 0.0016275 | 0.0086896 | 90588.2075
420 | env_0005 | New Windows | TRUE | 11.3334 | Mercantile | GA, Bibb County | 8001_12000 | Small Packaged Unit | gen2_t8_halogen | Georgia | 44.1036 | C: Strip Malls with some Food-Service with Small Packaged Units | 0.0012818 | 0.0015699 | 0 | 0 | 0 | 0.0047175 | 0.00085259 | 0.0018572 | 0 | 0.00079233 | 0.0022486 | 0.0021915 | 0.0043957 | 0 | 0 | 0.0069661 | 0.0030441 | 0.0018572 | 0 | 0.0051881 | 0.017055 | 113333.9761
421 | env_0005 | New Windows | TRUE | 5.2913 | Mercantile | GA, Bibb County | 12001_30000 | Small Packaged Unit | gen2_t8_halogen | Georgia | 39.9808 | C: Strip Malls with some Food-Service with Small Packaged Units | 0.0011865 | 0.0014847 | 0 | 0 | 0 | 0.0045318 | 0.0020372 | 0.0020115 | 0 | 0.00043406 | 0.00055478 | 0.0034184 | 0.002171 | 0 | 0 | 0.0050865 | 0.0054556 | 0.0020115 | 0 | 0.002605 | 0.015159 | 111116.9782
423 | env_0005 | New Windows | TRUE | 22.5677 | Mercantile | GA, Bibb County | 3001_8000 | Small Packaged Unit | gen3_t5_cfl | Georgia | 44.7066 | C: Strip Malls with some Food-Service with Small Packaged Units | 0.001724 | 0.001993 | 0 | 0 | 0 | 0.007442 | 0.0033137 | 0.0021039 | 0 | 0.001044 | 0.0016806 | 0 | 0.0033501 | 0 | 0 | 0.0091226 | 0.0033137 | 0.0021039 | 0 | 0.0043942 | 0.018934 | 124122.3299
869 | env_0005 | New Windows | TRUE | 63.8799 | Mercantile | GA, Bibb County | _1000 | Small Packaged Unit | gen1_t12_incandescent | Georgia | 25.075 | A: Non Food-Service Buildings with Small Packaged Units | 0.00045795 | 0.00058128 | 0 | 0 | 0 | 0.002064 | 0.00024885 | 0.0018152 | 0 | 0 | 0.0013381 | 0 | 0 | 0 | 0 | 0.0034021 | 0.00024885 | 0.0018152 | 0 | 0 | 0.0054655 | 63879.8711
6095 | env_0005 | New Windows | TRUE | 0.80023 | Mercantile | GA, Bibb County | 150001_200000 | Small Packaged Unit | gen5_led | Georgia | 15.8483 | A: Non Food-Service Buildings with Small Packaged Units | 0.00073661 | 0.0008392 | 0 | 0 | 0 | 0.0036912 | 0.0010753 | 0.0015984 | 0 | 0 | 0.001208 | 0 | 0 | 0 | 0 | 0.0048992 | 0.0010753 | 0.0015984 | 0 | 0 | 0.0075729 | 140040.3602
6098 | env_0005 | New Windows | TRUE | 1.949 | Mercantile | GA, Bibb County | 100001_150000 | Small Packaged Unit | gen2_t8_halogen | Georgia | 18.9954 | A: Non Food-Service Buildings with Small Packaged Units | 0.0014159 | 0.0017895 | 0 | 0 | 0 | 0.0088115 | 0.0013099 | 0.0039071 | 0 | 0 | 0.0017619 | 0 | 0 | 0 | 0 | 0.010573 | 0.0013099 | 0.0039071 | 0 | 0 | 0.015791 | 243624.7109
6099 | env_0005 | New Windows | TRUE | 2.4907 | Mercantile | GA, Bibb County | 40001_52000 | Small Packaged Unit | gen2_t8_halogen | Georgia | 24.1192 | A: Non Food-Service Buildings with Small Packaged Units | 0.00088427 | 0.0010234 | 0 | 0 | 0 | 0.0050389 | 0.00061605 | 0.0018591 | 0 | 0 | 0.001915 | 0 | 0 | 0 | 0 | 0.0069539 | 0.00061605 | 0.0018591 | 0 | 0 | 0.009429 | 114570.9445
6101 | env_0005 | New Windows | TRUE | 0.60833 | Mercantile | GA, Bibb County | 200001_400000 | Small Packaged Unit | gen2_t8_halogen | Georgia | 14.4266 | A: Non Food-Service Buildings with Small Packaged Units | 0.00082005 | 0.0010289 | 0 | 0 | 0 | 0.0040762 | 0.0014008 | 0.0027117 | 0 | 0 | 0.00079496 | 0 | 0 | 0 | 0 | 0.0048711 | 0.0014008 | 0.0027117 | 0 | 0 | 0.0089837 | 182499.55
6103 | env_0005 | New Windows | TRUE | 2.4894 | Mercantile | GA, Bibb County | 64001_70000 | Small Packaged Unit | gen2_t8_halogen | Georgia | 20.04 | A: Non Food-Service Buildings with Small Packaged Units | 0.0010614 | 0.0012716 | 0 | 0 | 0 | 0.0063176 | 0.0008044 | 0.002612 | 0 | 0 | 0.0016711 | 0 | 0 | 0 | 0 | 0.0079886 | 0.0008044 | 0.002612 | 0 | 0 | 0.011405 | 166790.5501
6104 | env_0005 | New Windows | TRUE | 2.1821 | Mercantile | GA, Bibb County | 70001_80000 | Small Packaged Unit | gen2_t8_halogen | Georgia | 13.0159 | A: Non Food-Service Buildings with Small Packaged Units | 0.0005647 | 0.00080871 | 0 | 0 | 0 | 0.0036188 | 0.00052927 | 0.0020233 | 0 | 0 | 0.0010969 | 0 | 0 | 0 | 0 | 0.0047156 | 0.00052927 | 0.0020233 | 0 | 0 | 0.0072682 | 163654.1459
9131 | env_0005 | New Windows | TRUE | 1.3742 | Mercantile | GA, Bibb County | 52001_64000 | Small Packaged Unit | gen2_t8_halogen | Georgia | 39.7053 | C: Strip Malls with some Food-Service with Small Packaged Units | 0.0008758 | 0.0010679 | 0 | 0 | 0 | 0.0030893 | 0.001953 | 0.0011066 | 0 | 0.00046791 | 0.00010329 | 0.0011915 | 0.0028865 | 0 | 0 | 0.0031926 | 0.0031445 | 0.0011066 | 0 | 0.0033544 | 0.010798 | 79702.5938
9133 | env_0005 | New Windows | TRUE | 0.98347 | Mercantile | GA, Bibb County | 30001_40000 | Small Packaged Unit | gen3_t5_cfl | Georgia | 30.8236 | C: Strip Malls with some Food-Service with Small Packaged Units | 0.00028086 | 0.00036048 | 0 | 0 | 0 | 0.00094118 | 0.00071723 | 0.00048214 | 0 | 0.0001246 | 0.00049712 | 0.00017442 | 0.00068357 | 0 | 0 | 0.0014383 | 0.00089165 | 0.00048214 | 0 | 0.00080817 | 0.0036203 | 34421.532
11585 | env_0005 | New Windows | TRUE | 1.4211 | Mercantile | GA, Bibb County | 80001_100000 | Small Packaged Unit | gen2_t8_halogen | Georgia | 30.6639 | C: Strip Malls with some Food-Service with Small Packaged Units | 0.0010748 | 0.0013428 | 0 | 0 | 0 | 0.0042648 | 0.0016797 | 0.0020349 | 0 | 0.00059028 | 0.00075407 | 0.00034655 | 0.0037119 | 0 | 0 | 0.0050189 | 0.0020262 | 0.0020349 | 0 | 0.0043022 | 0.013382 | 127900.4806
26621 | env_0005 | New Windows | TRUE | 0.0042096 | Mercantile | GA, Bibb County | 600001_1mil | Small Packaged Unit | gen2_t8_halogen | Georgia | 11.6931 | A: Non Food-Service Buildings with Small Packaged Units | 1.0928e-05 | 1.6012e-05 | 0 | 0 | 0 | 8.0819e-05 | 1.1117e-05 | 4.2431e-05 | 0 | 0 | 0 | 0 | 0 | 0 | 0 | 8.0819e-05 | 1.1117e-05 | 4.2431e-05 | 0 | 0 | 0.00013437 | 3367.7194
44082 | env_0005 | New Windows | TRUE | 0.023207 | Mercantile | GA, Bibb County | 400001_600000 | Small Packaged Unit | gen2_t8_halogen | Georgia | 25.3234 | C: Strip Malls with some Food-Service with Small Packaged Units | 8.9451e-05 | 0.00011914 | 0 | 0 | 0 | 0.00051379 | 9.2863e-05 | 0.00017079 | 0 | 0.00021859 | 0 | 6.5991e-06 | 0 | 0 | 0 | 0.00051379 | 9.9462e-05 | 0.00017079 | 0 | 0.00021859 | 0.0010026 | 11603.6163
419 | hvac_0001 | HP Boiler, Electric Backup | FALSE | 45.2941 | Mercantile | GA, Bibb County | 1001_3000 | Other HVAC | gen2_t8_halogen | Georgia | 28.2125 | G: Buildings with Furnace-Based Multizone Systems | 0.00077067 | 0.0009683 | 0 | 0 | 0 | 0.0033121 | 0.00069848 | 0.0025565 | 0 | 0.00079937 | 0.0005259 | 0 | 0.00082813 | 0 | 0 | 0.003838 | 0.00069848 | 0.0025565 | 0 | 0.0016275 | 0.0087205 | 90588.2075
420 | hvac_0001 | HP Boiler, Electric Backup | FALSE | 11.3334 | Mercantile | GA, Bibb County | 8001_12000 | Small Packaged Unit | gen2_t8_halogen | Georgia | 44.5453 | C: Strip Malls with some Food-Service with Small Packaged Units | 0.0012951 | 0.0015957 | 0 | 0 | 0 | 0.0049937 | 0.00085259 | 0.0018572 | 0 | 0.00079233 | 0.0021431 | 0.0021915 | 0.0043957 | 0 | 0 | 0.0071369 | 0.0030441 | 0.0018572 | 0 | 0.0051881 | 0.017226 | 113333.9761
421 | hvac_0001 | HP Boiler, Electric Backup | FALSE | 5.2913 | Mercantile | GA, Bibb County | 12001_30000 | Small Packaged Unit | gen2_t8_halogen | Georgia | 40.9935 | C: Strip Malls with some Food-Service with Small Packaged Units | 0.0012145 | 0.0015271 | 0 | 0 | 0 | 0.0048507 | 0.0020372 | 0.0020115 | 0 | 0.00043406 | 0.00061978 | 0.0034184 | 0.002171 | 0 | 0 | 0.0054705 | 0.0054556 | 0.0020115 | 0 | 0.002605 | 0.015543 | 111116.9782
423 | hvac_0001 | HP Boiler, Electric Backup | FALSE | 22.5677 | Mercantile | GA, Bibb County | 3001_8000 | Small Packaged Unit | gen3_t5_cfl | Georgia | 44.7535 | C: Strip Malls with some Food-Service with Small Packaged Units | 0.0017258 | 0.001996 | 0 | 0 | 0 | 0.0074748 | 0.0033137 | 0.0021039 | 0 | 0.001044 | 0.0016678 | 0 | 0.0033501 | 0 | 0 | 0.0091425 | 0.0033137 | 0.0021039 | 0 | 0.0043942 | 0.018954 | 124122.3299
869 | hvac_0001 | HP Boiler, Electric Backup | FALSE | 63.8799 | Mercantile | GA, Bibb County | _1000 | Small Packaged Unit | gen1_t12_incandescent | Georgia | 25.7389 | A: Non Food-Service Buildings with Small Packaged Units | 0.00046873 | 0.00059895 | 0 | 0 | 0 | 0.0022172 | 0.00024885 | 0.0018152 | 0 | 0 | 0.001329 | 0 | 0 | 0 | 0 | 0.0035462 | 0.00024885 | 0.0018152 | 0 | 0 | 0.0056102 | 63879.8711
6095 | hvac_0001 | HP Boiler, Electric Backup | FALSE | 0.80023 | Mercantile | GA, Bibb County | 150001_200000 | Small Packaged Unit | gen5_led | Georgia | 15.8557 | A: Non Food-Service Buildings with Small Packaged Units | 0.0007369 | 0.00083962 | 0 | 0 | 0 | 0.0036947 | 0.0010753 | 0.0015984 | 0 | 0 | 0.0012081 | 0 | 0 | 0 | 0 | 0.0049028 | 0.0010753 | 0.0015984 | 0 | 0 | 0.0075765 | 140040.3602
6098 | hvac_0001 | HP Boiler, Electric Backup | FALSE | 1.949 | Mercantile | GA, Bibb County | 100001_150000 | Small Packaged Unit | gen2_t8_halogen | Georgia | 19.3323 | A: Non Food-Service Buildings with Small Packaged Units | 0.001438 | 0.0018209 | 0 | 0 | 0 | 0.0090542 | 0.0013099 | 0.0039071 | 0 | 0 | 0.0017993 | 0 | 0 | 0 | 0 | 0.010854 | 0.0013099 | 0.0039071 | 0 | 0 | 0.016071 | 243624.7109
6099 | hvac_0001 | HP Boiler, Electric Backup | FALSE | 2.4907 | Mercantile | GA, Bibb County | 40001_52000 | Small Packaged Unit | gen2_t8_halogen | Georgia | 24.1509 | A: Non Food-Service Buildings with Small Packaged Units | 0.00088531 | 0.0010249 | 0 | 0 | 0 | 0.0050521 | 0.00061605 | 0.0018591 | 0 | 0 | 0.0019142 | 0 | 0 | 0 | 0 | 0.0069663 | 0.00061605 | 0.0018591 | 0 | 0 | 0.0094414 | 114570.9445
6101 | hvac_0001 | HP Boiler, Electric Backup | FALSE | 0.60833 | Mercantile | GA, Bibb County | 200001_400000 | Small Packaged Unit | gen2_t8_halogen | Georgia | 14.4799 | A: Non Food-Service Buildings with Small Packaged Units | 0.00082271 | 0.0010327 | 0 | 0 | 0 | 0.0041054 | 0.0014008 | 0.0027117 | 0 | 0 | 0.00079893 | 0 | 0 | 0 | 0 | 0.0049043 | 0.0014008 | 0.0027117 | 0 | 0 | 0.0090168 | 182499.55
6103 | hvac_0001 | HP Boiler, Electric Backup | FALSE | 2.4894 | Mercantile | GA, Bibb County | 64001_70000 | Small Packaged Unit | gen2_t8_halogen | Georgia | 20.0652 | A: Non Food-Service Buildings with Small Packaged Units | 0.0010625 | 0.0012733 | 0 | 0 | 0 | 0.006332 | 0.0008044 | 0.002612 | 0 | 0 | 0.0016709 | 0 | 0 | 0 | 0 | 0.008003 | 0.0008044 | 0.002612 | 0 | 0 | 0.011419 | 166790.5501
6104 | hvac_0001 | HP Boiler, Electric Backup | FALSE | 2.1821 | Mercantile | GA, Bibb County | 70001_80000 | Small Packaged Unit | gen2_t8_halogen | Georgia | 13.1391 | A: Non Food-Service Buildings with Small Packaged Units | 0.00057105 | 0.00081769 | 0 | 0 | 0 | 0.0037023 | 0.00052927 | 0.0020233 | 0 | 0 | 0.0010822 | 0 | 0 | 0 | 0 | 0.0047845 | 0.00052927 | 0.0020233 | 0 | 0 | 0.007337 | 163654.1459
9131 | hvac_0001 | HP Boiler, Electric Backup | FALSE | 1.3742 | Mercantile | GA, Bibb County | 52001_64000 | Small Packaged Unit | gen2_t8_halogen | Georgia | 39.749 | C: Strip Malls with some Food-Service with Small Packaged Units | 0.00087686 | 0.0010694 | 0 | 0 | 0 | 0.0031024 | 0.001953 | 0.0011066 | 0 | 0.00046791 | 0.000102 | 0.0011915 | 0.0028865 | 0 | 0 | 0.0032044 | 0.0031445 | 0.0011066 | 0 | 0.0033544 | 0.01081 | 79702.5938
9133 | hvac_0001 | HP Boiler, Electric Backup | FALSE | 0.98347 | Mercantile | GA, Bibb County | 30001_40000 | Small Packaged Unit | gen3_t5_cfl | Georgia | 30.8384 | C: Strip Malls with some Food-Service with Small Packaged Units | 0.000281 | 0.00036073 | 0 | 0 | 0 | 0.00094389 | 0.00071723 | 0.00048214 | 0 | 0.0001246 | 0.00049615 | 0.00017442 | 0.00068357 | 0 | 0 | 0.00144 | 0.00089165 | 0.00048214 | 0 | 0.00080817 | 0.003622 | 34421.532
11585 | hvac_0001 | HP Boiler, Electric Backup | FALSE | 1.4211 | Mercantile | GA, Bibb County | 80001_100000 | Small Packaged Unit | gen2_t8_halogen | Georgia | 30.9256 | C: Strip Malls with some Food-Service with Small Packaged Units | 0.0010842 | 0.0013555 | 0 | 0 | 0 | 0.004362 | 0.0016797 | 0.0020349 | 0 | 0.00059028 | 0.00077116 | 0.00034655 | 0.0037119 | 0 | 0 | 0.0051331 | 0.0020262 | 0.0020349 | 0 | 0.0043022 | 0.013496 | 127900.4806
26621 | hvac_0001 | HP Boiler, Electric Backup | FALSE | 0.0042096 | Mercantile | GA, Bibb County | 600001_1mil | Small Packaged Unit | gen2_t8_halogen | Georgia | 11.6991 | A: Non Food-Service Buildings with Small Packaged Units | 1.0935e-05 | 1.6021e-05 | 0 | 0 | 0 | 8.0888e-05 | 1.1117e-05 | 4.2431e-05 | 0 | 0 | 0 | 0 | 0 | 0 | 0 | 8.0888e-05 | 1.1117e-05 | 4.2431e-05 | 0 | 0 | 0.00013444 | 3367.7194
44082 | hvac_0001 | HP Boiler, Electric Backup | FALSE | 0.023207 | Mercantile | GA, Bibb County | 400001_600000 | Small Packaged Unit | gen2_t8_halogen | Georgia | 25.3556 | C: Strip Malls with some Food-Service with Small Packaged Units | 8.956e-05 | 0.00011929 | 0 | 0 | 0 | 0.00051506 | 9.2863e-05 | 0.00017079 | 0 | 0.00021859 | 0 | 6.5991e-06 | 0 | 0 | 0 | 0.00051506 | 9.9462e-05 | 0.00017079 | 0 | 0.00021859 | 0.0010039 | 11603.6163
419 | hvac_0002 | HP Boiler, Gas Backup | FALSE | 45.2941 | Mercantile | GA, Bibb County | 1001_3000 | Other HVAC | gen2_t8_halogen | Georgia | 28.2125 | G: Buildings with Furnace-Based Multizone Systems | 0.00077067 | 0.0009683 | 0 | 0 | 0 | 0.0033121 | 0.00069848 | 0.0025565 | 0 | 0.00079937 | 0.0005259 | 0 | 0.00082813 | 0 | 0 | 0.003838 | 0.00069848 | 0.0025565 | 0 | 0.0016275 | 0.0087205 | 90588.2075
420 | hvac_0002 | HP Boiler, Gas Backup | FALSE | 11.3334 | Mercantile | GA, Bibb County | 8001_12000 | Small Packaged Unit | gen2_t8_halogen | Georgia | 44.5453 | C: Strip Malls with some Food-Service with Small Packaged Units | 0.0012951 | 0.0015957 | 0 | 0 | 0 | 0.0049937 | 0.00085259 | 0.0018572 | 0 | 0.00079233 | 0.0021431 | 0.0021915 | 0.0043957 | 0 | 0 | 0.0071369 | 0.0030441 | 0.0018572 | 0 | 0.0051881 | 0.017226 | 113333.9761
421 | hvac_0002 | HP Boiler, Gas Backup | FALSE | 5.2913 | Mercantile | GA, Bibb County | 12001_30000 | Small Packaged Unit | gen2_t8_halogen | Georgia | 40.9935 | C: Strip Malls with some Food-Service with Small Packaged Units | 0.0012145 | 0.0015271 | 0 | 0 | 0 | 0.0048507 | 0.0020372 | 0.0020115 | 0 | 0.00043406 | 0.00061978 | 0.0034184 | 0.002171 | 0 | 0 | 0.0054705 | 0.0054556 | 0.0020115 | 0 | 0.002605 | 0.015543 | 111116.9782
423 | hvac_0002 | HP Boiler, Gas Backup | FALSE | 22.5677 | Mercantile | GA, Bibb County | 3001_8000 | Small Packaged Unit | gen3_t5_cfl | Georgia | 44.7535 | C: Strip Malls with some Food-Service with Small Packaged Units | 0.0017258 | 0.001996 | 0 | 0 | 0 | 0.0074748 | 0.0033137 | 0.0021039 | 0 | 0.001044 | 0.0016678 | 0 | 0.0033501 | 0 | 0 | 0.0091425 | 0.0033137 | 0.0021039 | 0 | 0.0043942 | 0.018954 | 124122.3299
869 | hvac_0002 | HP Boiler, Gas Backup | FALSE | 63.8799 | Mercantile | GA, Bibb County | _1000 | Small Packaged Unit | gen1_t12_incandescent | Georgia | 25.7389 | A: Non Food-Service Buildings with Small Packaged Units | 0.00046873 | 0.00059895 | 0 | 0 | 0 | 0.0022172 | 0.00024885 | 0.0018152 | 0 | 0 | 0.001329 | 0 | 0 | 0 | 0 | 0.0035462 | 0.00024885 | 0.0018152 | 0 | 0 | 0.0056102 | 63879.8711
6095 | hvac_0002 | HP Boiler, Gas Backup | FALSE | 0.80023 | Mercantile | GA, Bibb County | 150001_200000 | Small Packaged Unit | gen5_led | Georgia | 15.8557 | A: Non Food-Service Buildings with Small Packaged Units | 0.0007369 | 0.00083962 | 0 | 0 | 0 | 0.0036947 | 0.0010753 | 0.0015984 | 0 | 0 | 0.0012081 | 0 | 0 | 0 | 0 | 0.0049028 | 0.0010753 | 0.0015984 | 0 | 0 | 0.0075765 | 140040.3602
6098 | hvac_0002 | HP Boiler, Gas Backup | FALSE | 1.949 | Mercantile | GA, Bibb County | 100001_150000 | Small Packaged Unit | gen2_t8_halogen | Georgia | 19.3323 | A: Non Food-Service Buildings with Small Packaged Units | 0.001438 | 0.0018209 | 0 | 0 | 0 | 0.0090542 | 0.0013099 | 0.0039071 | 0 | 0 | 0.0017993 | 0 | 0 | 0 | 0 | 0.010854 | 0.0013099 | 0.0039071 | 0 | 0 | 0.016071 | 243624.7109
6099 | hvac_0002 | HP Boiler, Gas Backup | FALSE | 2.4907 | Mercantile | GA, Bibb County | 40001_52000 | Small Packaged Unit | gen2_t8_halogen | Georgia | 24.1509 | A: Non Food-Service Buildings with Small Packaged Units | 0.00088531 | 0.0010249 | 0 | 0 | 0 | 0.0050521 | 0.00061605 | 0.0018591 | 0 | 0 | 0.0019142 | 0 | 0 | 0 | 0 | 0.0069663 | 0.00061605 | 0.0018591 | 0 | 0 | 0.0094414 | 114570.9445
6101 | hvac_0002 | HP Boiler, Gas Backup | FALSE | 0.60833 | Mercantile | GA, Bibb County | 200001_400000 | Small Packaged Unit | gen2_t8_halogen | Georgia | 14.4799 | A: Non Food-Service Buildings with Small Packaged Units | 0.00082271 | 0.0010327 | 0 | 0 | 0 | 0.0041054 | 0.0014008 | 0.0027117 | 0 | 0 | 0.00079893 | 0 | 0 | 0 | 0 | 0.0049043 | 0.0014008 | 0.0027117 | 0 | 0 | 0.0090168 | 182499.55
6103 | hvac_0002 | HP Boiler, Gas Backup | FALSE | 2.4894 | Mercantile | GA, Bibb County | 64001_70000 | Small Packaged Unit | gen2_t8_halogen | Georgia | 20.0652 | A: Non Food-Service Buildings with Small Packaged Units | 0.0010625 | 0.0012733 | 0 | 0 | 0 | 0.006332 | 0.0008044 | 0.002612 | 0 | 0 | 0.0016709 | 0 | 0 | 0 | 0 | 0.008003 | 0.0008044 | 0.002612 | 0 | 0 | 0.011419 | 166790.5501
6104 | hvac_0002 | HP Boiler, Gas Backup | FALSE | 2.1821 | Mercantile | GA, Bibb County | 70001_80000 | Small Packaged Unit | gen2_t8_halogen | Georgia | 13.1391 | A: Non Food-Service Buildings with Small Packaged Units | 0.00057105 | 0.00081769 | 0 | 0 | 0 | 0.0037023 | 0.00052927 | 0.0020233 | 0 | 0 | 0.0010822 | 0 | 0 | 0 | 0 | 0.0047845 | 0.00052927 | 0.0020233 | 0 | 0 | 0.007337 | 163654.1459
9131 | hvac_0002 | HP Boiler, Gas Backup | FALSE | 1.3742 | Mercantile | GA, Bibb County | 52001_64000 | Small Packaged Unit | gen2_t8_halogen | Georgia | 39.749 | C: Strip Malls with some Food-Service with Small Packaged Units | 0.00087686 | 0.0010694 | 0 | 0 | 0 | 0.0031024 | 0.001953 | 0.0011066 | 0 | 0.00046791 | 0.000102 | 0.0011915 | 0.0028865 | 0 | 0 | 0.0032044 | 0.0031445 | 0.0011066 | 0 | 0.0033544 | 0.01081 | 79702.5938
9133 | hvac_0002 | HP Boiler, Gas Backup | FALSE | 0.98347 | Mercantile | GA, Bibb County | 30001_40000 | Small Packaged Unit | gen3_t5_cfl | Georgia | 30.8384 | C: Strip Malls with some Food-Service with Small Packaged Units | 0.000281 | 0.00036073 | 0 | 0 | 0 | 0.00094389 | 0.00071723 | 0.00048214 | 0 | 0.0001246 | 0.00049615 | 0.00017442 | 0.00068357 | 0 | 0 | 0.00144 | 0.00089165 | 0.00048214 | 0 | 0.00080817 | 0.003622 | 34421.532
11585 | hvac_0002 | HP Boiler, Gas Backup | FALSE | 1.4211 | Mercantile | GA, Bibb County | 80001_100000 | Small Packaged Unit | gen2_t8_halogen | Georgia | 30.9256 | C: Strip Malls with some Food-Service with Small Packaged Units | 0.0010842 | 0.0013555 | 0 | 0 | 0 | 0.004362 | 0.0016797 | 0.0020349 | 0 | 0.00059028 | 0.00077116 | 0.00034655 | 0.0037119 | 0 | 0 | 0.0051331 | 0.0020262 | 0.0020349 | 0 | 0.0043022 | 0.013496 | 127900.4806
26621 | hvac_0002 | HP Boiler, Gas Backup | FALSE | 0.0042096 | Mercantile | GA, Bibb County | 600001_1mil | Small Packaged Unit | gen2_t8_halogen | Georgia | 11.6991 | A: Non Food-Service Buildings with Small Packaged Units | 1.0935e-05 | 1.6021e-05 | 0 | 0 | 0 | 8.0888e-05 | 1.1117e-05 | 4.2431e-05 | 0 | 0 | 0 | 0 | 0 | 0 | 0 | 8.0888e-05 | 1.1117e-05 | 4.2431e-05 | 0 | 0 | 0.00013444 | 3367.7194
44082 | hvac_0002 | HP Boiler, Gas Backup | FALSE | 0.023207 | Mercantile | GA, Bibb County | 400001_600000 | Small Packaged Unit | gen2_t8_halogen | Georgia | 25.3556 | C: Strip Malls with some Food-Service with Small Packaged Units | 8.956e-05 | 0.00011929 | 0 | 0 | 0 | 0.00051506 | 9.2863e-05 | 0.00017079 | 0 | 0.00021859 | 0 | 6.5991e-06 | 0 | 0 | 0 | 0.00051506 | 9.9462e-05 | 0.00017079 | 0 | 0.00021859 | 0.0010039 | 11603.6163
419 | hvac_0003 | DOAS HP Minisplits | TRUE | 45.2941 | Mercantile | GA, Bibb County | 1001_3000 | Other HVAC | gen2_t8_halogen | Georgia | 22.3708 | G: Buildings with Furnace-Based Multizone Systems | 0.0006467 | 0.00077972 | 0 | 0 | 0 | 0.0020139 | 0.00069848 | 0.0025565 | 0 | 0.00079937 | 1.846e-05 | 0 | 0.00082813 | 0 | 0 | 0.0020323 | 0.00069848 | 0.0025565 | 0 | 0.0016275 | 0.0069148 | 90588.2075
420 | hvac_0003 | DOAS HP Minisplits | TRUE | 11.3334 | Mercantile | GA, Bibb County | 8001_12000 | Small Packaged Unit | gen2_t8_halogen | Georgia | 36.4981 | C: Strip Malls with some Food-Service with Small Packaged Units | 0.0011049 | 0.0013285 | 0 | 0 | 0 | 0.0038614 | 0.00085259 | 0.0018572 | 0 | 0.00079233 | 0.00016349 | 0.0021915 | 0.0043958 | 0 | 0 | 0.0040249 | 0.0030441 | 0.0018572 | 0 | 0.0051882 | 0.014114 | 113333.9761
421 | hvac_0003 | DOAS HP Minisplits | TRUE | 5.2913 | Mercantile | GA, Bibb County | 12001_30000 | Small Packaged Unit | gen2_t8_halogen | Georgia | 34.8836 | C: Strip Malls with some Food-Service with Small Packaged Units | 0.0010651 | 0.0012834 | 0 | 0 | 0 | 0.0031523 | 0.0020372 | 0.0020115 | 0 | 0.00043406 | 1.5547e-06 | 0.0034184 | 0.002171 | 0 | 0 | 0.0031539 | 0.0054556 | 0.0020115 | 0 | 0.0026051 | 0.013226 | 111116.9782
423 | hvac_0003 | DOAS HP Minisplits | TRUE | 22.5677 | Mercantile | GA, Bibb County | 3001_8000 | Small Packaged Unit | gen3_t5_cfl | Georgia | 38.3879 | C: Strip Malls with some Food-Service with Small Packaged Units | 0.0015458 | 0.0017588 | 0 | 0 | 0 | 0.0063834 | 0.0033137 | 0.0021039 | 0 | 0.0010438 | 6.2887e-05 | 0 | 0.0033501 | 0 | 0 | 0.0064463 | 0.0033137 | 0.0021039 | 0 | 0.0043939 | 0.016258 | 124122.3299
869 | hvac_0003 | DOAS HP Minisplits | TRUE | 63.8799 | Mercantile | GA, Bibb County | _1000 | Small Packaged Unit | gen1_t12_incandescent | Georgia | 15.1889 | A: Non Food-Service Buildings with Small Packaged Units | 0.00032303 | 0.0003911 | 0 | 0 | 0 | 0.0011813 | 0.00024885 | 0.0018152 | 0 | 0 | 6.5996e-05 | 0 | 0 | 0 | 0 | 0.0012473 | 0.00024885 | 0.0018152 | 0 | 0 | 0.0033107 | 63879.8711
6095 | hvac_0003 | DOAS HP Minisplits | FALSE | 0.80023 | Mercantile | GA, Bibb County | 150001_200000 | Small Packaged Unit | gen5_led | Georgia | 15.8557 | A: Non Food-Service Buildings with Small Packaged Units | 0.0007369 | 0.00083962 | 0 | 0 | 0 | 0.0036947 | 0.0010753 | 0.0015984 | 0 | 0 | 0.0012081 | 0 | 0 | 0 | 0 | 0.0049028 | 0.0010753 | 0.0015984 | 0 | 0 | 0.0075765 | 140040.3602
6098 | hvac_0003 | DOAS HP Minisplits | FALSE | 1.949 | Mercantile | GA, Bibb County | 100001_150000 | Small Packaged Unit | gen2_t8_halogen | Georgia | 19.3323 | A: Non Food-Service Buildings with Small Packaged Units | 0.001438 | 0.0018209 | 0 | 0 | 0 | 0.0090542 | 0.0013099 | 0.0039071 | 0 | 0 | 0.0017993 | 0 | 0 | 0 | 0 | 0.010854 | 0.0013099 | 0.0039071 | 0 | 0 | 0.016071 | 243624.7109
6099 | hvac_0003 | DOAS HP Minisplits | FALSE | 2.4907 | Mercantile | GA, Bibb County | 40001_52000 | Small Packaged Unit | gen2_t8_halogen | Georgia | 24.1509 | A: Non Food-Service Buildings with Small Packaged Units | 0.00088531 | 0.0010249 | 0 | 0 | 0 | 0.0050521 | 0.00061605 | 0.0018591 | 0 | 0 | 0.0019142 | 0 | 0 | 0 | 0 | 0.0069663 | 0.00061605 | 0.0018591 | 0 | 0 | 0.0094414 | 114570.9445
6101 | hvac_0003 | DOAS HP Minisplits | FALSE | 0.60833 | Mercantile | GA, Bibb County | 200001_400000 | Small Packaged Unit | gen2_t8_halogen | Georgia | 14.4799 | A: Non Food-Service Buildings with Small Packaged Units | 0.00082271 | 0.0010327 | 0 | 0 | 0 | 0.0041054 | 0.0014008 | 0.0027117 | 0 | 0 | 0.00079893 | 0 | 0 | 0 | 0 | 0.0049043 | 0.0014008 | 0.0027117 | 0 | 0 | 0.0090168 | 182499.55
6103 | hvac_0003 | DOAS HP Minisplits | FALSE | 2.4894 | Mercantile | GA, Bibb County | 64001_70000 | Small Packaged Unit | gen2_t8_halogen | Georgia | 20.0652 | A: Non Food-Service Buildings with Small Packaged Units | 0.0010625 | 0.0012733 | 0 | 0 | 0 | 0.006332 | 0.0008044 | 0.002612 | 0 | 0 | 0.0016709 | 0 | 0 | 0 | 0 | 0.008003 | 0.0008044 | 0.002612 | 0 | 0 | 0.011419 | 166790.5501
6104 | hvac_0003 | DOAS HP Minisplits | FALSE | 2.1821 | Mercantile | GA, Bibb County | 70001_80000 | Small Packaged Unit | gen2_t8_halogen | Georgia | 13.1391 | A: Non Food-Service Buildings with Small Packaged Units | 0.00057105 | 0.00081769 | 0 | 0 | 0 | 0.0037023 | 0.00052927 | 0.0020233 | 0 | 0 | 0.0010822 | 0 | 0 | 0 | 0 | 0.0047845 | 0.00052927 | 0.0020233 | 0 | 0 | 0.007337 | 163654.1459
9131 | hvac_0003 | DOAS HP Minisplits | FALSE | 1.3742 | Mercantile | GA, Bibb County | 52001_64000 | Small Packaged Unit | gen2_t8_halogen | Georgia | 39.749 | C: Strip Malls with some Food-Service with Small Packaged Units | 0.00087686 | 0.0010694 | 0 | 0 | 0 | 0.0031024 | 0.001953 | 0.0011066 | 0 | 0.00046791 | 0.000102 | 0.0011915 | 0.0028865 | 0 | 0 | 0.0032044 | 0.0031445 | 0.0011066 | 0 | 0.0033544 | 0.01081 | 79702.5938
9133 | hvac_0003 | DOAS HP Minisplits | FALSE | 0.98347 | Mercantile | GA, Bibb County | 30001_40000 | Small Packaged Unit | gen3_t5_cfl | Georgia | 30.8384 | C: Strip Malls with some Food-Service with Small Packaged Units | 0.000281 | 0.00036073 | 0 | 0 | 0 | 0.00094389 | 0.00071723 | 0.00048214 | 0 | 0.0001246 | 0.00049615 | 0.00017442 | 0.00068357 | 0 | 0 | 0.00144 | 0.00089165 | 0.00048214 | 0 | 0.00080817 | 0.003622 | 34421.532
11585 | hvac_0003 | DOAS HP Minisplits | FALSE | 1.4211 | Mercantile | GA, Bibb County | 80001_100000 | Small Packaged Unit | gen2_t8_halogen | Georgia | 30.9256 | C: Strip Malls with some Food-Service with Small Packaged Units | 0.0010842 | 0.0013555 | 0 | 0 | 0 | 0.004362 | 0.0016797 | 0.0020349 | 0 | 0.00059028 | 0.00077116 | 0.00034655 | 0.0037119 | 0 | 0 | 0.0051331 | 0.0020262 | 0.0020349 | 0 | 0.0043022 | 0.013496 | 127900.4806
26621 | hvac_0003 | DOAS HP Minisplits | FALSE | 0.0042096 | Mercantile | GA, Bibb County | 600001_1mil | Small Packaged Unit | gen2_t8_halogen | Georgia | 11.6991 | A: Non Food-Service Buildings with Small Packaged Units | 1.0935e-05 | 1.6021e-05 | 0 | 0 | 0 | 8.0888e-05 | 1.1117e-05 | 4.2431e-05 | 0 | 0 | 0 | 0 | 0 | 0 | 0 | 8.0888e-05 | 1.1117e-05 | 4.2431e-05 | 0 | 0 | 0.00013444 | 3367.7194
44082 | hvac_0003 | DOAS HP Minisplits | FALSE | 0.023207 | Mercantile | GA, Bibb County | 400001_600000 | Small Packaged Unit | gen2_t8_halogen | Georgia | 25.3556 | C: Strip Malls with some Food-Service with Small Packaged Units | 8.956e-05 | 0.00011929 | 0 | 0 | 0 | 0.00051506 | 9.2863e-05 | 0.00017079 | 0 | 0.00021859 | 0 | 6.5991e-06 | 0 | 0 | 0 | 0.00051506 | 9.9462e-05 | 0.00017079 | 0 | 0.00021859 | 0.0010039 | 11603.6163
419 | hvac_0004 | Variable Speed HP RTU, Original Heating Fuel Backup | TRUE | 45.2941 | Mercantile | GA, Bibb County | 1001_3000 | Other HVAC | gen2_t8_halogen | Georgia | 23.8514 | G: Buildings with Furnace-Based Multizone Systems | 0.00069468 | 0.00083216 | 0 | 0 | 0 | 0.0024312 | 0.00069848 | 0.0025565 | 0 | 0.00079937 | 5.8815e-05 | 0 | 0.00082813 | 0 | 0 | 0.00249 | 0.00069848 | 0.0025565 | 0 | 0.0016275 | 0.0073725 | 90588.2075
420 | hvac_0004 | Variable Speed HP RTU, Original Heating Fuel Backup | TRUE | 11.3334 | Mercantile | GA, Bibb County | 8001_12000 | Small Packaged Unit | gen2_t8_halogen | Georgia | 36.8236 | C: Strip Malls with some Food-Service with Small Packaged Units | 0.0011121 | 0.0013373 | 0 | 0 | 0 | 0.0038673 | 0.00085259 | 0.0018572 | 0 | 0.00079233 | 0.00028359 | 0.0021915 | 0.0043957 | 0 | 0 | 0.0041509 | 0.0030441 | 0.0018572 | 0 | 0.0051881 | 0.01424 | 113333.9761
421 | hvac_0004 | Variable Speed HP RTU, Original Heating Fuel Backup | TRUE | 5.2913 | Mercantile | GA, Bibb County | 12001_30000 | Small Packaged Unit | gen2_t8_halogen | Georgia | 36.4591 | C: Strip Malls with some Food-Service with Small Packaged Units | 0.0011147 | 0.001352 | 0 | 0 | 0 | 0.0037003 | 0.0020372 | 0.0020115 | 0 | 0.00043406 | 5.1004e-05 | 0.0034184 | 0.002171 | 0 | 0 | 0.0037513 | 0.0054556 | 0.0020115 | 0 | 0.0026051 | 0.013823 | 111116.9782
423 | hvac_0004 | Variable Speed HP RTU, Original Heating Fuel Backup | TRUE | 22.5677 | Mercantile | GA, Bibb County | 3001_8000 | Small Packaged Unit | gen3_t5_cfl | Georgia | 34.9869 | C: Strip Malls with some Food-Service with Small Packaged Units | 0.0013722 | 0.0015837 | 0 | 0 | 0 | 0.0048771 | 0.0033137 | 0.0021039 | 0 | 0.0010438 | 0.00012877 | 0 | 0.0033501 | 0 | 0 | 0.0050059 | 0.0033137 | 0.0021039 | 0 | 0.0043939 | 0.014818 | 124122.3299
869 | hvac_0004 | Variable Speed HP RTU, Original Heating Fuel Backup | TRUE | 63.8799 | Mercantile | GA, Bibb County | _1000 | Small Packaged Unit | gen1_t12_incandescent | Georgia | 16.6139 | A: Non Food-Service Buildings with Small Packaged Units | 0.00035082 | 0.00042682 | 0 | 0 | 0 | 0.001467 | 0.00024885 | 0.0018152 | 0 | 0 | 9.082e-05 | 0 | 0 | 0 | 0 | 0.0015579 | 0.00024885 | 0.0018152 | 0 | 0 | 0.0036213 | 63879.8711
6095 | hvac_0004 | Variable Speed HP RTU, Original Heating Fuel Backup | TRUE | 0.80023 | Mercantile | GA, Bibb County | 150001_200000 | Small Packaged Unit | gen5_led | Georgia | 10.9401 | A: Non Food-Service Buildings with Small Packaged Units | 0.00054693 | 0.00061566 | 0 | 0 | 0 | 0.0024144 | 0.0010753 | 0.0015984 | 0 | 0 | 0.00013951 | 0 | 0 | 0 | 0 | 0.0025539 | 0.0010753 | 0.0015984 | 0 | 0 | 0.0052276 | 140040.3602
6098 | hvac_0004 | Variable Speed HP RTU, Original Heating Fuel Backup | TRUE | 1.949 | Mercantile | GA, Bibb County | 100001_150000 | Small Packaged Unit | gen2_t8_halogen | Georgia | 13.285 | A: Non Food-Service Buildings with Small Packaged Units | 0.0010667 | 0.0013125 | 0 | 0 | 0 | 0.0057583 | 0.0013099 | 0.0039071 | 0 | 0 | 6.8239e-05 | 0 | 0 | 0 | 0 | 0.0058265 | 0.0013099 | 0.0039071 | 0 | 0 | 0.011044 | 243624.7109
6099 | hvac_0004 | Variable Speed HP RTU, Original Heating Fuel Backup | TRUE | 2.4907 | Mercantile | GA, Bibb County | 40001_52000 | Small Packaged Unit | gen2_t8_halogen | Georgia | 14.3219 | A: Non Food-Service Buildings with Small Packaged Units | 0.00056902 | 0.00066331 | 0 | 0 | 0 | 0.0030494 | 0.00061605 | 0.0018591 | 0 | 0 | 7.4386e-05 | 0 | 0 | 0 | 0 | 0.0031238 | 0.00061605 | 0.0018591 | 0 | 0 | 0.0055989 | 114570.9445
6101 | hvac_0004 | Variable Speed HP RTU, Original Heating Fuel Backup | TRUE | 0.60833 | Mercantile | GA, Bibb County | 200001_400000 | Small Packaged Unit | gen2_t8_halogen | Georgia | 11.8321 | A: Non Food-Service Buildings with Small Packaged Units | 0.00072648 | 0.00087655 | 0 | 0 | 0 | 0.0032272 | 0.0014008 | 0.0027117 | 0 | 0 | 2.8339e-05 | 0 | 0 | 0 | 0 | 0.0032555 | 0.0014008 | 0.0027117 | 0 | 0 | 0.007368 | 182499.55
6103 | hvac_0004 | Variable Speed HP RTU, Original Heating Fuel Backup | TRUE | 2.4894 | Mercantile | GA, Bibb County | 64001_70000 | Small Packaged Unit | gen2_t8_halogen | Georgia | 14.5599 | A: Non Food-Service Buildings with Small Packaged Units | 0.0008251 | 0.0009809 | 0 | 0 | 0 | 0.0047446 | 0.0008044 | 0.002612 | 0 | 0 | 0.0001252 | 0 | 0 | 0 | 0 | 0.0048698 | 0.0008044 | 0.002612 | 0 | 0 | 0.0082862 | 166790.5501
6104 | hvac_0004 | Variable Speed HP RTU, Original Heating Fuel Backup | TRUE | 2.1821 | Mercantile | GA, Bibb County | 70001_80000 | Small Packaged Unit | gen2_t8_halogen | Georgia | 10.23 | A: Non Food-Service Buildings with Small Packaged Units | 0.00052309 | 0.00067638 | 0 | 0 | 0 | 0.0030764 | 0.00052927 | 0.0020233 | 0 | 0 | 8.3596e-05 | 0 | 0 | 0 | 0 | 0.00316 | 0.00052927 | 0.0020233 | 0 | 0 | 0.0057125 | 163654.1459
9131 | hvac_0004 | Variable Speed HP RTU, Original Heating Fuel Backup | TRUE | 1.3742 | Mercantile | GA, Bibb County | 52001_64000 | Small Packaged Unit | gen2_t8_halogen | Georgia | 36.359 | C: Strip Malls with some Food-Service with Small Packaged Units | 0.00080646 | 0.00096384 | 0 | 0 | 0 | 0.0022635 | 0.001953 | 0.0011066 | 0 | 0.00046791 | 1.8964e-05 | 0.0011915 | 0.0028865 | 0 | 0 | 0.0022825 | 0.0031445 | 0.0011066 | 0 | 0.0033544 | 0.0098881 | 79702.5938
9133 | hvac_0004 | Variable Speed HP RTU, Original Heating Fuel Backup | TRUE | 0.98347 | Mercantile | GA, Bibb County | 30001_40000 | Small Packaged Unit | gen3_t5_cfl | Georgia | 27.9867 | C: Strip Malls with some Food-Service with Small Packaged Units | 0.00028037 | 0.0003417 | 0 | 0 | 0 | 0.0010077 | 0.00071723 | 0.00048214 | 0 | 0.0001246 | 9.7363e-05 | 0.00017442 | 0.00068357 | 0 | 0 | 0.0011051 | 0.00089165 | 0.00048214 | 0 | 0.00080817 | 0.0032871 | 34421.532
11585 | hvac_0004 | Variable Speed HP RTU, Original Heating Fuel Backup | TRUE | 1.4211 | Mercantile | GA, Bibb County | 80001_100000 | Small Packaged Unit | gen2_t8_halogen | Georgia | 28.9413 | C: Strip Malls with some Food-Service with Small Packaged Units | 0.0010888 | 0.0012744 | 0 | 0 | 0 | 0.0039175 | 0.0016797 | 0.0020349 | 0 | 0.00059026 | 0.00034963 | 0.00034655 | 0.0037119 | 0 | 0 | 0.0042671 | 0.0020262 | 0.0020349 | 0 | 0.0043022 | 0.01263 | 127900.4806
26621 | hvac_0004 | Variable Speed HP RTU, Original Heating Fuel Backup | TRUE | 0.0042096 | Mercantile | GA, Bibb County | 600001_1mil | Small Packaged Unit | gen2_t8_halogen | Georgia | 9.3965 | A: Non Food-Service Buildings with Small Packaged Units | 9.36e-06 | 1.2867e-05 | 0 | 0 | 0 | 5.4429e-05 | 1.1117e-05 | 4.2431e-05 | 0 | 0 | 0 | 0 | 0 | 0 | 0 | 5.4429e-05 | 1.1117e-05 | 4.2431e-05 | 0 | 0 | 0.00010798 | 3367.7194
44082 | hvac_0004 | Variable Speed HP RTU, Original Heating Fuel Backup | TRUE | 0.023207 | Mercantile | GA, Bibb County | 400001_600000 | Small Packaged Unit | gen2_t8_halogen | Georgia | 20.8646 | C: Strip Malls with some Food-Service with Small Packaged Units | 7.5974e-05 | 9.8099e-05 | 0 | 0 | 0 | 0.00033725 | 9.2863e-05 | 0.00017079 | 0 | 0.00021859 | 0 | 6.5991e-06 | 0 | 0 | 0 | 0.00033725 | 9.9462e-05 | 0.00017079 | 0 | 0.00021859 | 0.00082609 | 11603.6163
419 | hvac_0005 | Variable Speed HP RTU, Electric Backup | TRUE | 45.2941 | Mercantile | GA, Bibb County | 1001_3000 | Other HVAC | gen2_t8_halogen | Georgia | 23.8292 | G: Buildings with Furnace-Based Multizone Systems | 0.00069562 | 0.00083313 | 0 | 0 | 0 | 0.0024591 | 0.00069848 | 0.0025565 | 0 | 0.00079937 | 2.3612e-05 | 0 | 0.00082813 | 0 | 0 | 0.0024827 | 0.00069848 | 0.0025565 | 0 | 0.0016275 | 0.0073656 | 90588.2075
420 | hvac_0005 | Variable Speed HP RTU, Electric Backup | TRUE | 11.3334 | Mercantile | GA, Bibb County | 8001_12000 | Small Packaged Unit | gen2_t8_halogen | Georgia | 36.7644 | C: Strip Malls with some Food-Service with Small Packaged Units | 0.001115 | 0.0013405 | 0 | 0 | 0 | 0.0039576 | 0.00085259 | 0.0018572 | 0 | 0.00079233 | 0.00017048 | 0.0021915 | 0.0043957 | 0 | 0 | 0.004128 | 0.0030441 | 0.0018572 | 0 | 0.0051881 | 0.014217 | 113333.9761
421 | hvac_0005 | Variable Speed HP RTU, Electric Backup | TRUE | 5.2913 | Mercantile | GA, Bibb County | 12001_30000 | Small Packaged Unit | gen2_t8_halogen | Georgia | 36.4329 | C: Strip Malls with some Food-Service with Small Packaged Units | 0.0011162 | 0.0013534 | 0 | 0 | 0 | 0.0037392 | 0.0020372 | 0.0020115 | 0 | 0.00043406 | 2.2067e-06 | 0.0034184 | 0.002171 | 0 | 0 | 0.0037414 | 0.0054556 | 0.0020115 | 0 | 0.0026051 | 0.013813 | 111116.9782
423 | hvac_0005 | Variable Speed HP RTU, Electric Backup | TRUE | 22.5677 | Mercantile | GA, Bibb County | 3001_8000 | Small Packaged Unit | gen3_t5_cfl | Georgia | 34.9636 | C: Strip Malls with some Food-Service with Small Packaged Units | 0.001374 | 0.0015851 | 0 | 0 | 0 | 0.0049163 | 0.0033137 | 0.0021039 | 0 | 0.0010438 | 7.9571e-05 | 0 | 0.0033501 | 0 | 0 | 0.0049959 | 0.0033137 | 0.0021039 | 0 | 0.0043939 | 0.014808 | 124122.3299
869 | hvac_0005 | Variable Speed HP RTU, Electric Backup | TRUE | 63.8799 | Mercantile | GA, Bibb County | _1000 | Small Packaged Unit | gen1_t12_incandescent | Georgia | 16.5889 | A: Non Food-Service Buildings with Small Packaged Units | 0.00035141 | 0.00042761 | 0 | 0 | 0 | 0.0014894 | 0.00024885 | 0.0018152 | 0 | 0 | 6.2363e-05 | 0 | 0 | 0 | 0 | 0.0015518 | 0.00024885 | 0.0018152 | 0 | 0 | 0.0036158 | 63879.8711
6095 | hvac_0005 | Variable Speed HP RTU, Electric Backup | TRUE | 0.80023 | Mercantile | GA, Bibb County | 150001_200000 | Small Packaged Unit | gen5_led | Georgia | 10.8817 | A: Non Food-Service Buildings with Small Packaged Units | 0.00055293 | 0.00061963 | 0 | 0 | 0 | 0.002526 | 0.0010753 | 0.0015984 | 0 | 0 | 3.7924e-08 | 0 | 0 | 0 | 0 | 0.002526 | 0.0010753 | 0.0015984 | 0 | 0 | 0.0051997 | 140040.3602
6098 | hvac_0005 | Variable Speed HP RTU, Electric Backup | TRUE | 1.949 | Mercantile | GA, Bibb County | 100001_150000 | Small Packaged Unit | gen2_t8_halogen | Georgia | 13.2688 | A: Non Food-Service Buildings with Small Packaged Units | 0.0010668 | 0.0013141 | 0 | 0 | 0 | 0.0058074 | 0.0013099 | 0.0039071 | 0 | 0 | 5.6158e-06 | 0 | 0 | 0 | 0 | 0.005813 | 0.0013099 | 0.0039071 | 0 | 0 | 0.01103 | 243624.7109
6099 | hvac_0005 | Variable Speed HP RTU, Electric Backup | TRUE | 2.4907 | Mercantile | GA, Bibb County | 40001_52000 | Small Packaged Unit | gen2_t8_halogen | Georgia | 14.2858 | A: Non Food-Service Buildings with Small Packaged Units | 0.00057142 | 0.00066533 | 0 | 0 | 0 | 0.0031058 | 0.00061605 | 0.0018591 | 0 | 0 | 3.8243e-06 | 0 | 0 | 0 | 0 | 0.0031097 | 0.00061605 | 0.0018591 | 0 | 0 | 0.0055848 | 114570.9445
6101 | hvac_0005 | Variable Speed HP RTU, Electric Backup | TRUE | 0.60833 | Mercantile | GA, Bibb County | 200001_400000 | Small Packaged Unit | gen2_t8_halogen | Georgia | 11.8232 | A: Non Food-Service Buildings with Small Packaged Units | 0.00072687 | 0.00087726 | 0 | 0 | 0 | 0.0032477 | 0.0014008 | 0.0027117 | 0 | 0 | 2.2372e-06 | 0 | 0 | 0 | 0 | 0.00325 | 0.0014008 | 0.0027117 | 0 | 0 | 0.0073625 | 182499.55
6103 | hvac_0005 | Variable Speed HP RTU, Electric Backup | TRUE | 2.4894 | Mercantile | GA, Bibb County | 64001_70000 | Small Packaged Unit | gen2_t8_halogen | Georgia | 14.5179 | A: Non Food-Service Buildings with Small Packaged Units | 0.00082757 | 0.00098431 | 0 | 0 | 0 | 0.0048404 | 0.0008044 | 0.002612 | 0 | 0 | 5.4976e-06 | 0 | 0 | 0 | 0 | 0.0048459 | 0.0008044 | 0.002612 | 0 | 0 | 0.0082623 | 166790.5501
6104 | hvac_0005 | Variable Speed HP RTU, Electric Backup | TRUE | 2.1821 | Mercantile | GA, Bibb County | 70001_80000 | Small Packaged Unit | gen2_t8_halogen | Georgia | 10.202 | A: Non Food-Service Buildings with Small Packaged Units | 0.00052664 | 0.0006787 | 0 | 0 | 0 | 0.0031407 | 0.00052927 | 0.0020233 | 0 | 0 | 3.7021e-06 | 0 | 0 | 0 | 0 | 0.0031444 | 0.00052927 | 0.0020233 | 0 | 0 | 0.0056969 | 163654.1459
9131 | hvac_0005 | Variable Speed HP RTU, Electric Backup | TRUE | 1.3742 | Mercantile | GA, Bibb County | 52001_64000 | Small Packaged Unit | gen2_t8_halogen | Georgia | 36.356 | C: Strip Malls with some Food-Service with Small Packaged Units | 0.00080651 | 0.00096396 | 0 | 0 | 0 | 0.0022668 | 0.001953 | 0.0011066 | 0 | 0.00046791 | 1.4913e-05 | 0.0011915 | 0.0028865 | 0 | 0 | 0.0022817 | 0.0031445 | 0.0011066 | 0 | 0.0033544 | 0.0098872 | 79702.5938
9133 | hvac_0005 | Variable Speed HP RTU, Electric Backup | TRUE | 0.98347 | Mercantile | GA, Bibb County | 30001_40000 | Small Packaged Unit | gen3_t5_cfl | Georgia | 27.8284 | C: Strip Malls with some Food-Service with Small Packaged Units | 0.00028427 | 0.0003442 | 0 | 0 | 0 | 0.0010793 | 0.00071723 | 0.00048214 | 0 | 0.0001246 | 7.2242e-06 | 0.00017442 | 0.00068357 | 0 | 0 | 0.0010865 | 0.00089165 | 0.00048214 | 0 | 0.00080817 | 0.0032685 | 34421.532
11585 | hvac_0005 | Variable Speed HP RTU, Electric Backup | TRUE | 1.4211 | Mercantile | GA, Bibb County | 80001_100000 | Small Packaged Unit | gen2_t8_halogen | Georgia | 28.855 | C: Strip Malls with some Food-Service with Small Packaged Units | 0.0010968 | 0.0012797 | 0 | 0 | 0 | 0.0040673 | 0.0016797 | 0.0020349 | 0 | 0.00059026 | 0.00016212 | 0.00034655 | 0.0037119 | 0 | 0 | 0.0042295 | 0.0020262 | 0.0020349 | 0 | 0.0043022 | 0.012593 | 127900.4806
26621 | hvac_0005 | Variable Speed HP RTU, Electric Backup | TRUE | 0.0042096 | Mercantile | GA, Bibb County | 600001_1mil | Small Packaged Unit | gen2_t8_halogen | Georgia | 9.3965 | A: Non Food-Service Buildings with Small Packaged Units | 9.36e-06 | 1.2867e-05 | 0 | 0 | 0 | 5.4429e-05 | 1.1117e-05 | 4.2431e-05 | 0 | 0 | 0 | 0 | 0 | 0 | 0 | 5.4429e-05 | 1.1117e-05 | 4.2431e-05 | 0 | 0 | 0.00010798 | 3367.7194
44082 | hvac_0005 | Variable Speed HP RTU, Electric Backup | TRUE | 0.023207 | Mercantile | GA, Bibb County | 400001_600000 | Small Packaged Unit | gen2_t8_halogen | Georgia | 20.8646 | C: Strip Malls with some Food-Service with Small Packaged Units | 7.5974e-05 | 9.8099e-05 | 0 | 0 | 0 | 0.00033725 | 9.2863e-05 | 0.00017079 | 0 | 0.00021859 | 0 | 6.5991e-06 | 0 | 0 | 0 | 0.00033725 | 9.9462e-05 | 0.00017079 | 0 | 0.00021859 | 0.00082609 | 11603.6163
419 | hvac_0006 | VRF with DOAS | TRUE | 45.2941 | Mercantile | GA, Bibb County | 1001_3000 | Other HVAC | gen2_t8_halogen | Georgia | 24.1819 | G: Buildings with Furnace-Based Multizone Systems | 0.00068925 | 0.00084041 | 0 | 0 | 0 | 0.0024591 | 0.00069848 | 0.0025565 | 0 | 0.00079937 | 0.00013308 | 0 | 0.00082813 | 0 | 0 | 0.0025921 | 0.00069848 | 0.0025565 | 0 | 0.0016275 | 0.0074746 | 90588.2075
420 | hvac_0006 | VRF with DOAS | TRUE | 11.3334 | Mercantile | GA, Bibb County | 8001_12000 | Small Packaged Unit | gen2_t8_halogen | Georgia | 41.1972 | C: Strip Malls with some Food-Service with Small Packaged Units | 0.0012254 | 0.0014864 | 0 | 0 | 0 | 0.0045572 | 0.00085259 | 0.0018572 | 0 | 0.00079233 | 0.001285 | 0.0021915 | 0.0043957 | 0 | 0 | 0.0058421 | 0.0030441 | 0.0018572 | 0 | 0.0051881 | 0.015931 | 113333.9761
421 | hvac_0006 | VRF with DOAS | TRUE | 5.2913 | Mercantile | GA, Bibb County | 12001_30000 | Small Packaged Unit | gen2_t8_halogen | Georgia | 36.873 | C: Strip Malls with some Food-Service with Small Packaged Units | 0.0011177 | 0.0013693 | 0 | 0 | 0 | 0.0038313 | 0.0020372 | 0.0020115 | 0 | 0.00043406 | 7.7033e-05 | 0.0034184 | 0.002171 | 0 | 0 | 0.0039083 | 0.0054556 | 0.0020115 | 0 | 0.0026051 | 0.01398 | 111116.9782
423 | hvac_0006 | VRF with DOAS | TRUE | 22.5677 | Mercantile | GA, Bibb County | 3001_8000 | Small Packaged Unit | gen3_t5_cfl | Georgia | 37.8904 | C: Strip Malls with some Food-Service with Small Packaged Units | 0.0014361 | 0.0016818 | 0 | 0 | 0 | 0.0051828 | 0.0033137 | 0.0021039 | 0 | 0.0010438 | 0.001053 | 0 | 0.0033501 | 0 | 0 | 0.0062358 | 0.0033137 | 0.0021039 | 0 | 0.0043939 | 0.016047 | 124122.3299
869 | hvac_0006 | VRF with DOAS | TRUE | 63.8799 | Mercantile | GA, Bibb County | _1000 | Small Packaged Unit | gen1_t12_incandescent | Georgia | 17.2083 | A: Non Food-Service Buildings with Small Packaged Units | 0.00036871 | 0.00044352 | 0 | 0 | 0 | 0.0016214 | 0.00024885 | 0.0018152 | 0 | 0 | 6.5996e-05 | 0 | 0 | 0 | 0 | 0.0016874 | 0.00024885 | 0.0018152 | 0 | 0 | 0.0037509 | 63879.8711
6095 | hvac_0006 | VRF with DOAS | TRUE | 0.80023 | Mercantile | GA, Bibb County | 150001_200000 | Small Packaged Unit | gen5_led | Georgia | 9.0449 | A: Non Food-Service Buildings with Small Packaged Units | 0.00042176 | 0.00051504 | 0 | 0 | 0 | 0.0016483 | 0.0010753 | 0.0015984 | 0 | 0 | 0 | 0 | 0 | 0 | 0 | 0.0016483 | 0.0010753 | 0.0015984 | 0 | 0 | 0.004322 | 140040.3602
6098 | hvac_0006 | VRF with DOAS | TRUE | 1.949 | Mercantile | GA, Bibb County | 100001_150000 | Small Packaged Unit | gen2_t8_halogen | Georgia | 12.8307 | A: Non Food-Service Buildings with Small Packaged Units | 0.0010334 | 0.0012708 | 0 | 0 | 0 | 0.0054438 | 0.0013099 | 0.0039071 | 0 | 0 | 5.1355e-06 | 0 | 0 | 0 | 0 | 0.0054489 | 0.0013099 | 0.0039071 | 0 | 0 | 0.010666 | 243624.7109
6099 | hvac_0006 | VRF with DOAS | TRUE | 2.4907 | Mercantile | GA, Bibb County | 40001_52000 | Small Packaged Unit | gen2_t8_halogen | Georgia | 12.3038 | A: Non Food-Service Buildings with Small Packaged Units | 0.00046482 | 0.00057305 | 0 | 0 | 0 | 0.0023321 | 0.00061605 | 0.0018591 | 0 | 0 | 2.7384e-06 | 0 | 0 | 0 | 0 | 0.0023349 | 0.00061605 | 0.0018591 | 0 | 0 | 0.00481 | 114570.9445
6101 | hvac_0006 | VRF with DOAS | FALSE | 0.60833 | Mercantile | GA, Bibb County | 200001_400000 | Small Packaged Unit | gen2_t8_halogen | Georgia | 14.4799 | A: Non Food-Service Buildings with Small Packaged Units | 0.00082271 | 0.0010327 | 0 | 0 | 0 | 0.0041054 | 0.0014008 | 0.0027117 | 0 | 0 | 0.00079893 | 0 | 0 | 0 | 0 | 0.0049043 | 0.0014008 | 0.0027117 | 0 | 0 | 0.0090168 | 182499.55
6103 | hvac_0006 | VRF with DOAS | TRUE | 2.4894 | Mercantile | GA, Bibb County | 64001_70000 | Small Packaged Unit | gen2_t8_halogen | Georgia | 11.2226 | A: Non Food-Service Buildings with Small Packaged Units | 0.00059471 | 0.00076101 | 0 | 0 | 0 | 0.0029685 | 0.0008044 | 0.002612 | 0 | 0 | 2.0056e-06 | 0 | 0 | 0 | 0 | 0.0029705 | 0.0008044 | 0.002612 | 0 | 0 | 0.0063869 | 166790.5501
6104 | hvac_0006 | VRF with DOAS | TRUE | 2.1821 | Mercantile | GA, Bibb County | 70001_80000 | Small Packaged Unit | gen2_t8_halogen | Georgia | 8.8763 | A: Non Food-Service Buildings with Small Packaged Units | 0.00042854 | 0.00059051 | 0 | 0 | 0 | 0.002401 | 0.00052927 | 0.0020233 | 0 | 0 | 2.9989e-06 | 0 | 0 | 0 | 0 | 0.002404 | 0.00052927 | 0.0020233 | 0 | 0 | 0.0049566 | 163654.1459
9131 | hvac_0006 | VRF with DOAS | TRUE | 1.3742 | Mercantile | GA, Bibb County | 52001_64000 | Small Packaged Unit | gen2_t8_halogen | Georgia | 39.1148 | C: Strip Malls with some Food-Service with Small Packaged Units | 0.00087528 | 0.0010524 | 0 | 0 | 0 | 0.0029985 | 0.001953 | 0.0011066 | 0 | 0.00046791 | 3.3421e-05 | 0.0011915 | 0.0028865 | 0 | 0 | 0.003032 | 0.0031445 | 0.0011066 | 0 | 0.0033544 | 0.010638 | 79702.5938
9133 | hvac_0006 | VRF with DOAS | TRUE | 0.98347 | Mercantile | GA, Bibb County | 30001_40000 | Small Packaged Unit | gen3_t5_cfl | Georgia | 27.4664 | C: Strip Malls with some Food-Service with Small Packaged Units | 0.00026028 | 0.00032952 | 0 | 0 | 0 | 0.00085302 | 0.00071723 | 0.00048214 | 0 | 0.0001246 | 0.00019098 | 0.00017442 | 0.00068357 | 0 | 0 | 0.001044 | 0.00089165 | 0.00048214 | 0 | 0.00080817 | 0.003226 | 34421.532
11585 | hvac_0006 | VRF with DOAS | TRUE | 1.4211 | Mercantile | GA, Bibb County | 80001_100000 | Small Packaged Unit | gen2_t8_halogen | Georgia | 28.3873 | C: Strip Malls with some Food-Service with Small Packaged Units | 0.0010087 | 0.0012476 | 0 | 0 | 0 | 0.0037157 | 0.0016797 | 0.0020349 | 0 | 0.00059028 | 0.00030971 | 0.00034655 | 0.0037119 | 0 | 0 | 0.0040254 | 0.0020262 | 0.0020349 | 0 | 0.0043022 | 0.012389 | 127900.4806
26621 | hvac_0006 | VRF with DOAS | FALSE | 0.0042096 | Mercantile | GA, Bibb County | 600001_1mil | Small Packaged Unit | gen2_t8_halogen | Georgia | 11.6991 | A: Non Food-Service Buildings with Small Packaged Units | 1.0935e-05 | 1.6021e-05 | 0 | 0 | 0 | 8.0888e-05 | 1.1117e-05 | 4.2431e-05 | 0 | 0 | 0 | 0 | 0 | 0 | 0 | 8.0888e-05 | 1.1117e-05 | 4.2431e-05 | 0 | 0 | 0.00013444 | 3367.7194
44082 | hvac_0006 | VRF with DOAS | FALSE | 0.023207 | Mercantile | GA, Bibb County | 400001_600000 | Small Packaged Unit | gen2_t8_halogen | Georgia | 25.3556 | C: Strip Malls with some Food-Service with Small Packaged Units | 8.956e-05 | 0.00011929 | 0 | 0 | 0 | 0.00051506 | 9.2863e-05 | 0.00017079 | 0 | 0.00021859 | 0 | 6.5991e-06 | 0 | 0 | 0 | 0.00051506 | 9.9462e-05 | 0.00017079 | 0 | 0.00021859 | 0.0010039 | 11603.6163
419 | hvac_0007 | Demand Control Ventilation | TRUE | 45.2941 | Mercantile | GA, Bibb County | 1001_3000 | Other HVAC | gen2_t8_halogen | Georgia | 27.6042 | G: Buildings with Furnace-Based Multizone Systems | 0.0007564 | 0.00094954 | 0 | 0 | 0 | 0.0031932 | 0.00069848 | 0.0025565 | 0 | 0.00079937 | 0.00045678 | 0 | 0.00082813 | 0 | 0 | 0.00365 | 0.00069848 | 0.0025565 | 0 | 0.0016275 | 0.0085324 | 90588.2075
420 | hvac_0007 | Demand Control Ventilation | TRUE | 11.3334 | Mercantile | GA, Bibb County | 8001_12000 | Small Packaged Unit | gen2_t8_halogen | Georgia | 43.9931 | C: Strip Malls with some Food-Service with Small Packaged Units | 0.0012811 | 0.0015796 | 0 | 0 | 0 | 0.0049588 | 0.00085259 | 0.0018572 | 0 | 0.00079233 | 0.0019646 | 0.0021915 | 0.0043957 | 0 | 0 | 0.0069234 | 0.0030441 | 0.0018572 | 0 | 0.0051881 | 0.017013 | 113333.9761
421 | hvac_0007 | Demand Control Ventilation | TRUE | 5.2913 | Mercantile | GA, Bibb County | 12001_30000 | Small Packaged Unit | gen2_t8_halogen | Georgia | 40.4938 | C: Strip Malls with some Food-Service with Small Packaged Units | 0.001202 | 0.0015104 | 0 | 0 | 0 | 0.0047738 | 0.0020372 | 0.0020115 | 0 | 0.00043406 | 0.00050723 | 0.0034184 | 0.002171 | 0 | 0 | 0.005281 | 0.0054556 | 0.0020115 | 0 | 0.002605 | 0.015353 | 111116.9782
423 | hvac_0007 | Demand Control Ventilation | TRUE | 22.5677 | Mercantile | GA, Bibb County | 3001_8000 | Small Packaged Unit | gen3_t5_cfl | Georgia | 43.5101 | C: Strip Malls with some Food-Service with Small Packaged Units | 0.0016833 | 0.0019499 | 0 | 0 | 0 | 0.0072668 | 0.0033137 | 0.0021039 | 0 | 0.001044 | 0.0013491 | 0 | 0.0033501 | 0 | 0 | 0.0086159 | 0.0033137 | 0.0021039 | 0 | 0.0043942 | 0.018428 | 124122.3299
869 | hvac_0007 | Demand Control Ventilation | TRUE | 63.8799 | Mercantile | GA, Bibb County | _1000 | Small Packaged Unit | gen1_t12_incandescent | Georgia | 24.95 | A: Non Food-Service Buildings with Small Packaged Units | 0.00045748 | 0.00058476 | 0 | 0 | 0 | 0.0021657 | 0.00024885 | 0.0018152 | 0 | 0 | 0.0012091 | 0 | 0 | 0 | 0 | 0.0033749 | 0.00024885 | 0.0018152 | 0 | 0 | 0.0054383 | 63879.8711
6095 | hvac_0007 | Demand Control Ventilation | TRUE | 0.80023 | Mercantile | GA, Bibb County | 150001_200000 | Small Packaged Unit | gen5_led | Georgia | 14.0718 | A: Non Food-Service Buildings with Small Packaged Units | 0.00067795 | 0.00077927 | 0 | 0 | 0 | 0.0036297 | 0.0010753 | 0.0015984 | 0 | 0 | 0.00042067 | 0 | 0 | 0 | 0 | 0.0040504 | 0.0010753 | 0.0015984 | 0 | 0 | 0.006724 | 140040.3602
6098 | hvac_0007 | Demand Control Ventilation | TRUE | 1.949 | Mercantile | GA, Bibb County | 100001_150000 | Small Packaged Unit | gen2_t8_halogen | Georgia | 18.4324 | A: Non Food-Service Buildings with Small Packaged Units | 0.0013832 | 0.001758 | 0 | 0 | 0 | 0.0088069 | 0.0013099 | 0.0039071 | 0 | 0 | 0.0012986 | 0 | 0 | 0 | 0 | 0.010105 | 0.0013099 | 0.0039071 | 0 | 0 | 0.015323 | 243624.7109
6099 | hvac_0007 | Demand Control Ventilation | TRUE | 2.4907 | Mercantile | GA, Bibb County | 40001_52000 | Small Packaged Unit | gen2_t8_halogen | Georgia | 21.3996 | A: Non Food-Service Buildings with Small Packaged Units | 0.00080654 | 0.00094508 | 0 | 0 | 0 | 0.0049002 | 0.00061605 | 0.0018591 | 0 | 0 | 0.00099055 | 0 | 0 | 0 | 0 | 0.0058907 | 0.00061605 | 0.0018591 | 0 | 0 | 0.0083658 | 114570.9445
6101 | hvac_0007 | Demand Control Ventilation | TRUE | 0.60833 | Mercantile | GA, Bibb County | 200001_400000 | Small Packaged Unit | gen2_t8_halogen | Georgia | 14.0315 | A: Non Food-Service Buildings with Small Packaged Units | 0.0008032 | 0.0010081 | 0 | 0 | 0 | 0.0039924 | 0.0014008 | 0.0027117 | 0 | 0 | 0.00063271 | 0 | 0 | 0 | 0 | 0.0046251 | 0.0014008 | 0.0027117 | 0 | 0 | 0.0087376 | 182499.55
6103 | hvac_0007 | Demand Control Ventilation | TRUE | 2.4894 | Mercantile | GA, Bibb County | 64001_70000 | Small Packaged Unit | gen2_t8_halogen | Georgia | 18.6754 | A: Non Food-Service Buildings with Small Packaged Units | 0.0010092 | 0.0012207 | 0 | 0 | 0 | 0.0063365 | 0.0008044 | 0.002612 | 0 | 0 | 0.00087557 | 0 | 0 | 0 | 0 | 0.007212 | 0.0008044 | 0.002612 | 0 | 0 | 0.010628 | 166790.5501
6104 | hvac_0007 | Demand Control Ventilation | TRUE | 2.1821 | Mercantile | GA, Bibb County | 70001_80000 | Small Packaged Unit | gen2_t8_halogen | Georgia | 12.393 | A: Non Food-Service Buildings with Small Packaged Units | 0.00053938 | 0.00078036 | 0 | 0 | 0 | 0.0035212 | 0.00052927 | 0.0020233 | 0 | 0 | 0.00084667 | 0 | 0 | 0 | 0 | 0.0043678 | 0.00052927 | 0.0020233 | 0 | 0 | 0.0069204 | 163654.1459
9131 | hvac_0007 | Demand Control Ventilation | TRUE | 1.3742 | Mercantile | GA, Bibb County | 52001_64000 | Small Packaged Unit | gen2_t8_halogen | Georgia | 39.5384 | C: Strip Malls with some Food-Service with Small Packaged Units | 0.00087256 | 0.0010639 | 0 | 0 | 0 | 0.0030705 | 0.001953 | 0.0011066 | 0 | 0.00046791 | 7.6677e-05 | 0.0011915 | 0.0028865 | 0 | 0 | 0.0031472 | 0.0031445 | 0.0011066 | 0 | 0.0033544 | 0.010753 | 79702.5938
9133 | hvac_0007 | Demand Control Ventilation | TRUE | 0.98347 | Mercantile | GA, Bibb County | 30001_40000 | Small Packaged Unit | gen3_t5_cfl | Georgia | 30.1478 | C: Strip Malls with some Food-Service with Small Packaged Units | 0.0002754 | 0.00035413 | 0 | 0 | 0 | 0.00092125 | 0.00071723 | 0.00048214 | 0 | 0.0001246 | 0.00043767 | 0.00017442 | 0.00068357 | 0 | 0 | 0.0013589 | 0.00089165 | 0.00048214 | 0 | 0.00080817 | 0.0035409 | 34421.532
11585 | hvac_0007 | Demand Control Ventilation | TRUE | 1.4211 | Mercantile | GA, Bibb County | 80001_100000 | Small Packaged Unit | gen2_t8_halogen | Georgia | 30.3231 | C: Strip Malls with some Food-Service with Small Packaged Units | 0.0010625 | 0.0013294 | 0 | 0 | 0 | 0.0041989 | 0.0016797 | 0.0020349 | 0 | 0.00059028 | 0.00067128 | 0.00034655 | 0.0037119 | 0 | 0 | 0.0048702 | 0.0020262 | 0.0020349 | 0 | 0.0043022 | 0.013233 | 127900.4806
26621 | hvac_0007 | Demand Control Ventilation | TRUE | 0.0042096 | Mercantile | GA, Bibb County | 600001_1mil | Small Packaged Unit | gen2_t8_halogen | Georgia | 11.0337 | A: Non Food-Service Buildings with Small Packaged Units | 1.0213e-05 | 1.5109e-05 | 0 | 0 | 0 | 7.3242e-05 | 1.1117e-05 | 4.2431e-05 | 0 | 0 | 0 | 0 | 0 | 0 | 0 | 7.3242e-05 | 1.1117e-05 | 4.2431e-05 | 0 | 0 | 0.00012679 | 3367.7194
44082 | hvac_0007 | Demand Control Ventilation | TRUE | 0.023207 | Mercantile | GA, Bibb County | 400001_600000 | Small Packaged Unit | gen2_t8_halogen | Georgia | 24.7221 | C: Strip Malls with some Food-Service with Small Packaged Units | 8.7207e-05 | 0.0001163 | 0 | 0 | 0 | 0.00048999 | 9.2863e-05 | 0.00017079 | 0 | 0.00021859 | 0 | 6.5991e-06 | 0 | 0 | 0 | 0.00048999 | 9.9462e-05 | 0.00017079 | 0 | 0.00021859 | 0.00097883 | 11603.6163
419 | hvac_0008 | Energy Recovery for AHUs | TRUE | 45.2941 | Mercantile | GA, Bibb County | 1001_3000 | Other HVAC | gen2_t8_halogen | Georgia | 27.5181 | G: Buildings with Furnace-Based Multizone Systems | 0.00075882 | 0.00095003 | 0 | 0 | 0 | 0.003237 | 0.00069848 | 0.0025565 | 0 | 0.00079937 | 0.00038595 | 0 | 0.00082813 | 0 | 0 | 0.0036229 | 0.00069848 | 0.0025565 | 0 | 0.0016275 | 0.0085058 | 90588.2075
420 | hvac_0008 | Energy Recovery for AHUs | TRUE | 11.3334 | Mercantile | GA, Bibb County | 8001_12000 | Small Packaged Unit | gen2_t8_halogen | Georgia | 43.5942 | C: Strip Malls with some Food-Service with Small Packaged Units | 0.0012731 | 0.0015708 | 0 | 0 | 0 | 0.0049872 | 0.00085259 | 0.0018572 | 0 | 0.00079233 | 0.0017819 | 0.0021915 | 0.0043957 | 0 | 0 | 0.0067691 | 0.0030441 | 0.0018572 | 0 | 0.0051881 | 0.016858 | 113333.9761
421 | hvac_0008 | Energy Recovery for AHUs | TRUE | 5.2913 | Mercantile | GA, Bibb County | 12001_30000 | Small Packaged Unit | gen2_t8_halogen | Georgia | 40.3581 | C: Strip Malls with some Food-Service with Small Packaged Units | 0.0012014 | 0.001508 | 0 | 0 | 0 | 0.0047928 | 0.0020372 | 0.0020115 | 0 | 0.00043406 | 0.00043677 | 0.0034184 | 0.002171 | 0 | 0 | 0.0052296 | 0.0054556 | 0.0020115 | 0 | 0.0026051 | 0.015302 | 111116.9782
423 | hvac_0008 | Energy Recovery for AHUs | TRUE | 22.5677 | Mercantile | GA, Bibb County | 3001_8000 | Small Packaged Unit | gen3_t5_cfl | Georgia | 43.7434 | C: Strip Malls with some Food-Service with Small Packaged Units | 0.0016988 | 0.0019626 | 0 | 0 | 0 | 0.0073821 | 0.0033137 | 0.0021039 | 0 | 0.001044 | 0.0013324 | 0 | 0.0033501 | 0 | 0 | 0.0087145 | 0.0033137 | 0.0021039 | 0 | 0.0043942 | 0.018526 | 124122.3299
869 | hvac_0008 | Energy Recovery for AHUs | TRUE | 63.8799 | Mercantile | GA, Bibb County | _1000 | Small Packaged Unit | gen1_t12_incandescent | Georgia | 24.0639 | A: Non Food-Service Buildings with Small Packaged Units | 0.00044503 | 0.00057225 | 0 | 0 | 0 | 0.0021736 | 0.00024885 | 0.0018152 | 0 | 0 | 0.0010081 | 0 | 0 | 0 | 0 | 0.0031817 | 0.00024885 | 0.0018152 | 0 | 0 | 0.0052451 | 63879.8711
6095 | hvac_0008 | Energy Recovery for AHUs | TRUE | 0.80023 | Mercantile | GA, Bibb County | 150001_200000 | Small Packaged Unit | gen5_led | Georgia | 13.7805 | A: Non Food-Service Buildings with Small Packaged Units | 0.00067467 | 0.00077204 | 0 | 0 | 0 | 0.0036693 | 0.0010753 | 0.0015984 | 0 | 0 | 0.00024191 | 0 | 0 | 0 | 0 | 0.0039112 | 0.0010753 | 0.0015984 | 0 | 0 | 0.0065849 | 140040.3602
6098 | hvac_0008 | Energy Recovery for AHUs | TRUE | 1.949 | Mercantile | GA, Bibb County | 100001_150000 | Small Packaged Unit | gen2_t8_halogen | Georgia | 17.6924 | A: Non Food-Service Buildings with Small Packaged Units | 0.001344 | 0.0017118 | 0 | 0 | 0 | 0.00871 | 0.0013099 | 0.0039071 | 0 | 0 | 0.0007803 | 0 | 0 | 0 | 0 | 0.0094903 | 0.0013099 | 0.0039071 | 0 | 0 | 0.014707 | 243624.7109
6099 | hvac_0008 | Energy Recovery for AHUs | TRUE | 2.4907 | Mercantile | GA, Bibb County | 40001_52000 | Small Packaged Unit | gen2_t8_halogen | Georgia | 20.5458 | A: Non Food-Service Buildings with Small Packaged Units | 0.00079405 | 0.00092664 | 0 | 0 | 0 | 0.0049739 | 0.00061605 | 0.0018591 | 0 | 0 | 0.00058305 | 0 | 0 | 0 | 0 | 0.0055569 | 0.00061605 | 0.0018591 | 0 | 0 | 0.008032 | 114570.9445
6101 | hvac_0008 | Energy Recovery for AHUs | TRUE | 0.60833 | Mercantile | GA, Bibb County | 200001_400000 | Small Packaged Unit | gen2_t8_halogen | Georgia | 13.8459 | A: Non Food-Service Buildings with Small Packaged Units | 0.00079661 | 0.00099876 | 0 | 0 | 0 | 0.0039611 | 0.0014008 | 0.0027117 | 0 | 0 | 0.00054844 | 0 | 0 | 0 | 0 | 0.0045095 | 0.0014008 | 0.0027117 | 0 | 0 | 0.008622 | 182499.55
6103 | hvac_0008 | Energy Recovery for AHUs | TRUE | 2.4894 | Mercantile | GA, Bibb County | 64001_70000 | Small Packaged Unit | gen2_t8_halogen | Georgia | 18.237 | A: Non Food-Service Buildings with Small Packaged Units | 0.0010034 | 0.0012058 | 0 | 0 | 0 | 0.0063704 | 0.0008044 | 0.002612 | 0 | 0 | 0.00059207 | 0 | 0 | 0 | 0 | 0.0069625 | 0.0008044 | 0.002612 | 0 | 0 | 0.010379 | 166790.5501
6104 | hvac_0008 | Energy Recovery for AHUs | TRUE | 2.1821 | Mercantile | GA, Bibb County | 70001_80000 | Small Packaged Unit | gen2_t8_halogen | Georgia | 12.4053 | A: Non Food-Service Buildings with Small Packaged Units | 0.00054818 | 0.00078574 | 0 | 0 | 0 | 0.0036152 | 0.00052927 | 0.0020233 | 0 | 0 | 0.00075954 | 0 | 0 | 0 | 0 | 0.0043747 | 0.00052927 | 0.0020233 | 0 | 0 | 0.0069273 | 163654.1459
9131 | hvac_0008 | Energy Recovery for AHUs | TRUE | 1.3742 | Mercantile | GA, Bibb County | 52001_64000 | Small Packaged Unit | gen2_t8_halogen | Georgia | 39.382 | C: Strip Malls with some Food-Service with Small Packaged Units | 0.00087 | 0.0010599 | 0 | 0 | 0 | 0.0030493 | 0.001953 | 0.0011066 | 0 | 0.00046791 | 5.5316e-05 | 0.0011915 | 0.0028865 | 0 | 0 | 0.0031046 | 0.0031445 | 0.0011066 | 0 | 0.0033544 | 0.01071 | 79702.5938
9133 | hvac_0008 | Energy Recovery for AHUs | TRUE | 0.98347 | Mercantile | GA, Bibb County | 30001_40000 | Small Packaged Unit | gen3_t5_cfl | Georgia | 30.0098 | C: Strip Malls with some Food-Service with Small Packaged Units | 0.00027565 | 0.00035415 | 0 | 0 | 0 | 0.00094227 | 0.00071723 | 0.00048214 | 0 | 0.0001246 | 0.00040045 | 0.00017442 | 0.00068357 | 0 | 0 | 0.0013427 | 0.00089165 | 0.00048214 | 0 | 0.00080817 | 0.0035247 | 34421.532
11585 | hvac_0008 | Energy Recovery for AHUs | TRUE | 1.4211 | Mercantile | GA, Bibb County | 80001_100000 | Small Packaged Unit | gen2_t8_halogen | Georgia | 30.4412 | C: Strip Malls with some Food-Service with Small Packaged Units | 0.0010723 | 0.0013378 | 0 | 0 | 0 | 0.0042946 | 0.0016797 | 0.0020349 | 0 | 0.00059028 | 0.0006271 | 0.00034655 | 0.0037119 | 0 | 0 | 0.0049217 | 0.0020262 | 0.0020349 | 0 | 0.0043022 | 0.013285 | 127900.4806
26621 | hvac_0008 | Energy Recovery for AHUs | TRUE | 0.0042096 | Mercantile | GA, Bibb County | 600001_1mil | Small Packaged Unit | gen2_t8_halogen | Georgia | 10.8083 | A: Non Food-Service Buildings with Small Packaged Units | 1.01e-05 | 1.4801e-05 | 0 | 0 | 0 | 7.0652e-05 | 1.1117e-05 | 4.2431e-05 | 0 | 0 | 0 | 0 | 0 | 0 | 0 | 7.0652e-05 | 1.1117e-05 | 4.2431e-05 | 0 | 0 | 0.0001242 | 3367.7194
44082 | hvac_0008 | Energy Recovery for AHUs | TRUE | 0.023207 | Mercantile | GA, Bibb County | 400001_600000 | Small Packaged Unit | gen2_t8_halogen | Georgia | 24.5997 | C: Strip Malls with some Food-Service with Small Packaged Units | 8.707e-05 | 0.00011572 | 0 | 0 | 0 | 0.00048514 | 9.2863e-05 | 0.00017079 | 0 | 0.00021859 | 0 | 6.5991e-06 | 0 | 0 | 0 | 0.00048514 | 9.9462e-05 | 0.00017079 | 0 | 0.00021859 | 0.00097398 | 11603.6163
419 | hvac_0009 | Air Side Economizers for AHUs | TRUE | 45.2941 | Mercantile | GA, Bibb County | 1001_3000 | Other HVAC | gen2_t8_halogen | Georgia | 28.1389 | G: Buildings with Furnace-Based Multizone Systems | 0.00076894 | 0.00096486 | 0 | 0 | 0 | 0.0032752 | 0.00069848 | 0.0025565 | 0 | 0.00079937 | 0.00053964 | 0 | 0.00082813 | 0 | 0 | 0.0038148 | 0.00069848 | 0.0025565 | 0 | 0.0016275 | 0.0086977 | 90588.2075
420 | hvac_0009 | Air Side Economizers for AHUs | TRUE | 11.3334 | Mercantile | GA, Bibb County | 8001_12000 | Small Packaged Unit | gen2_t8_halogen | Georgia | 44.4086 | C: Strip Malls with some Food-Service with Small Packaged Units | 0.0012913 | 0.0015884 | 0 | 0 | 0 | 0.0049211 | 0.00085259 | 0.0018572 | 0 | 0.00079233 | 0.002163 | 0.0021915 | 0.0043957 | 0 | 0 | 0.0070841 | 0.0030441 | 0.0018572 | 0 | 0.0051881 | 0.017173 | 113333.9761
421 | hvac_0009 | Air Side Economizers for AHUs | TRUE | 5.2913 | Mercantile | GA, Bibb County | 12001_30000 | Small Packaged Unit | gen2_t8_halogen | Georgia | 40.5295 | C: Strip Malls with some Food-Service with Small Packaged Units | 0.0012018 | 0.0015043 | 0 | 0 | 0 | 0.00464 | 0.0020372 | 0.0020115 | 0 | 0.00043406 | 0.00065453 | 0.0034184 | 0.002171 | 0 | 0 | 0.0052946 | 0.0054556 | 0.0020115 | 0 | 0.0026051 | 0.015367 | 111116.9782
423 | hvac_0009 | Air Side Economizers for AHUs | TRUE | 22.5677 | Mercantile | GA, Bibb County | 3001_8000 | Small Packaged Unit | gen3_t5_cfl | Georgia | 44.6919 | C: Strip Malls with some Food-Service with Small Packaged Units | 0.0017231 | 0.0019919 | 0 | 0 | 0 | 0.0074288 | 0.0033137 | 0.0021039 | 0 | 0.001044 | 0.0016877 | 0 | 0.0033501 | 0 | 0 | 0.0091164 | 0.0033137 | 0.0021039 | 0 | 0.0043942 | 0.018928 | 124122.3299
869 | hvac_0009 | Air Side Economizers for AHUs | TRUE | 63.8799 | Mercantile | GA, Bibb County | _1000 | Small Packaged Unit | gen1_t12_incandescent | Georgia | 25.6444 | A: Non Food-Service Buildings with Small Packaged Units | 0.00046761 | 0.00059646 | 0 | 0 | 0 | 0.0021954 | 0.00024885 | 0.0018152 | 0 | 0 | 0.0013302 | 0 | 0 | 0 | 0 | 0.0035256 | 0.00024885 | 0.0018152 | 0 | 0 | 0.0055896 | 63879.8711
6095 | hvac_0009 | Air Side Economizers for AHUs | TRUE | 0.80023 | Mercantile | GA, Bibb County | 150001_200000 | Small Packaged Unit | gen5_led | Georgia | 15.7752 | A: Non Food-Service Buildings with Small Packaged Units | 0.00073375 | 0.00083438 | 0 | 0 | 0 | 0.0036437 | 0.0010753 | 0.0015984 | 0 | 0 | 0.0012206 | 0 | 0 | 0 | 0 | 0.0048643 | 0.0010753 | 0.0015984 | 0 | 0 | 0.007538 | 140040.3602
6098 | hvac_0009 | Air Side Economizers for AHUs | TRUE | 1.949 | Mercantile | GA, Bibb County | 100001_150000 | Small Packaged Unit | gen2_t8_halogen | Georgia | 19.1789 | A: Non Food-Service Buildings with Small Packaged Units | 0.001429 | 0.0018052 | 0 | 0 | 0 | 0.0089172 | 0.0013099 | 0.0039071 | 0 | 0 | 0.0018089 | 0 | 0 | 0 | 0 | 0.010726 | 0.0013099 | 0.0039071 | 0 | 0 | 0.015943 | 243624.7109
6099 | hvac_0009 | Air Side Economizers for AHUs | TRUE | 2.4907 | Mercantile | GA, Bibb County | 40001_52000 | Small Packaged Unit | gen2_t8_halogen | Georgia | 24.0476 | A: Non Food-Service Buildings with Small Packaged Units | 0.00088228 | 0.0010195 | 0 | 0 | 0 | 0.0049997 | 0.00061605 | 0.0018591 | 0 | 0 | 0.0019262 | 0 | 0 | 0 | 0 | 0.0069259 | 0.00061605 | 0.0018591 | 0 | 0 | 0.009401 | 114570.9445
6101 | hvac_0009 | Air Side Economizers for AHUs | TRUE | 0.60833 | Mercantile | GA, Bibb County | 200001_400000 | Small Packaged Unit | gen2_t8_halogen | Georgia | 14.3952 | A: Non Food-Service Buildings with Small Packaged Units | 0.00081896 | 0.0010261 | 0 | 0 | 0 | 0.0040473 | 0.0014008 | 0.0027117 | 0 | 0 | 0.00080433 | 0 | 0 | 0 | 0 | 0.0048516 | 0.0014008 | 0.0027117 | 0 | 0 | 0.0089641 | 182499.55
6103 | hvac_0009 | Air Side Economizers for AHUs | TRUE | 2.4894 | Mercantile | GA, Bibb County | 64001_70000 | Small Packaged Unit | gen2_t8_halogen | Georgia | 19.9987 | A: Non Food-Service Buildings with Small Packaged Units | 0.00106 | 0.0012681 | 0 | 0 | 0 | 0.0062794 | 0.0008044 | 0.002612 | 0 | 0 | 0.0016857 | 0 | 0 | 0 | 0 | 0.0079651 | 0.0008044 | 0.002612 | 0 | 0 | 0.011382 | 166790.5501
6104 | hvac_0009 | Air Side Economizers for AHUs | TRUE | 2.1821 | Mercantile | GA, Bibb County | 70001_80000 | Small Packaged Unit | gen2_t8_halogen | Georgia | 13.0146 | A: Non Food-Service Buildings with Small Packaged Units | 0.00056678 | 0.00080898 | 0 | 0 | 0 | 0.0036249 | 0.00052927 | 0.0020233 | 0 | 0 | 0.00109 | 0 | 0 | 0 | 0 | 0.0047149 | 0.00052927 | 0.0020233 | 0 | 0 | 0.0072675 | 163654.1459
9131 | hvac_0009 | Air Side Economizers for AHUs | TRUE | 1.3742 | Mercantile | GA, Bibb County | 52001_64000 | Small Packaged Unit | gen2_t8_halogen | Georgia | 39.492 | C: Strip Malls with some Food-Service with Small Packaged Units | 0.00087043 | 0.0010609 | 0 | 0 | 0 | 0.0030296 | 0.001953 | 0.0011066 | 0 | 0.00046791 | 0.00010497 | 0.0011915 | 0.0028865 | 0 | 0 | 0.0031345 | 0.0031445 | 0.0011066 | 0 | 0.0033544 | 0.01074 | 79702.5938
9133 | hvac_0009 | Air Side Economizers for AHUs | TRUE | 0.98347 | Mercantile | GA, Bibb County | 30001_40000 | Small Packaged Unit | gen3_t5_cfl | Georgia | 30.7071 | C: Strip Malls with some Food-Service with Small Packaged Units | 0.00027989 | 0.0003585 | 0 | 0 | 0 | 0.0009209 | 0.00071723 | 0.00048214 | 0 | 0.0001246 | 0.00050373 | 0.00017442 | 0.00068357 | 0 | 0 | 0.0014246 | 0.00089165 | 0.00048214 | 0 | 0.00080817 | 0.0036066 | 34421.532
11585 | hvac_0009 | Air Side Economizers for AHUs | TRUE | 1.4211 | Mercantile | GA, Bibb County | 80001_100000 | Small Packaged Unit | gen2_t8_halogen | Georgia | 30.7568 | C: Strip Malls with some Food-Service with Small Packaged Units | 0.0010788 | 0.0013465 | 0 | 0 | 0 | 0.0042847 | 0.0016797 | 0.0020349 | 0 | 0.00059028 | 0.00077474 | 0.00034655 | 0.0037119 | 0 | 0 | 0.0050594 | 0.0020262 | 0.0020349 | 0 | 0.0043022 | 0.013423 | 127900.4806
26621 | hvac_0009 | Air Side Economizers for AHUs | TRUE | 0.0042096 | Mercantile | GA, Bibb County | 600001_1mil | Small Packaged Unit | gen2_t8_halogen | Georgia | 11.6395 | A: Non Food-Service Buildings with Small Packaged Units | 1.0899e-05 | 1.5939e-05 | 0 | 0 | 0 | 8.0204e-05 | 1.1117e-05 | 4.2431e-05 | 0 | 0 | 0 | 0 | 0 | 0 | 0 | 8.0204e-05 | 1.1117e-05 | 4.2431e-05 | 0 | 0 | 0.00013375 | 3367.7194
44082 | hvac_0009 | Air Side Economizers for AHUs | TRUE | 0.023207 | Mercantile | GA, Bibb County | 400001_600000 | Small Packaged Unit | gen2_t8_halogen | Georgia | 25.2773 | C: Strip Malls with some Food-Service with Small Packaged Units | 8.9431e-05 | 0.00011892 | 0 | 0 | 0 | 0.00051197 | 9.2863e-05 | 0.00017079 | 0 | 0.00021859 | 0 | 6.5991e-06 | 0 | 0 | 0 | 0.00051197 | 9.9462e-05 | 0.00017079 | 0 | 0.00021859 | 0.0010008 | 11603.6163
419 | hvac_0010 | VRF with DOAS, 25pct Heat Pump Upsizing Allowance | TRUE | 45.2941 | Mercantile | GA, Bibb County | 1001_3000 | Other HVAC | gen2_t8_halogen | Georgia | 24.1819 | G: Buildings with Furnace-Based Multizone Systems | 0.00068925 | 0.00084041 | 0 | 0 | 0 | 0.0024591 | 0.00069848 | 0.0025565 | 0 | 0.00079937 | 0.00013308 | 0 | 0.00082813 | 0 | 0 | 0.0025921 | 0.00069848 | 0.0025565 | 0 | 0.0016275 | 0.0074746 | 90588.2075
420 | hvac_0010 | VRF with DOAS, 25pct Heat Pump Upsizing Allowance | TRUE | 11.3334 | Mercantile | GA, Bibb County | 8001_12000 | Small Packaged Unit | gen2_t8_halogen | Georgia | 41.1972 | C: Strip Malls with some Food-Service with Small Packaged Units | 0.0012254 | 0.0014864 | 0 | 0 | 0 | 0.0045572 | 0.00085259 | 0.0018572 | 0 | 0.00079233 | 0.001285 | 0.0021915 | 0.0043957 | 0 | 0 | 0.0058421 | 0.0030441 | 0.0018572 | 0 | 0.0051881 | 0.015931 | 113333.9761
421 | hvac_0010 | VRF with DOAS, 25pct Heat Pump Upsizing Allowance | TRUE | 5.2913 | Mercantile | GA, Bibb County | 12001_30000 | Small Packaged Unit | gen2_t8_halogen | Georgia | 36.873 | C: Strip Malls with some Food-Service with Small Packaged Units | 0.0011177 | 0.0013693 | 0 | 0 | 0 | 0.0038313 | 0.0020372 | 0.0020115 | 0 | 0.00043406 | 7.7033e-05 | 0.0034184 | 0.002171 | 0 | 0 | 0.0039083 | 0.0054556 | 0.0020115 | 0 | 0.0026051 | 0.01398 | 111116.9782
423 | hvac_0010 | VRF with DOAS, 25pct Heat Pump Upsizing Allowance | TRUE | 22.5677 | Mercantile | GA, Bibb County | 3001_8000 | Small Packaged Unit | gen3_t5_cfl | Georgia | 37.8904 | C: Strip Malls with some Food-Service with Small Packaged Units | 0.0014361 | 0.0016818 | 0 | 0 | 0 | 0.0051828 | 0.0033137 | 0.0021039 | 0 | 0.0010438 | 0.001053 | 0 | 0.0033501 | 0 | 0 | 0.0062358 | 0.0033137 | 0.0021039 | 0 | 0.0043939 | 0.016047 | 124122.3299
869 | hvac_0010 | VRF with DOAS, 25pct Heat Pump Upsizing Allowance | TRUE | 63.8799 | Mercantile | GA, Bibb County | _1000 | Small Packaged Unit | gen1_t12_incandescent | Georgia | 17.1889 | A: Non Food-Service Buildings with Small Packaged Units | 0.00036839 | 0.000443 | 0 | 0 | 0 | 0.0016172 | 0.00024885 | 0.0018152 | 0 | 0 | 6.5996e-05 | 0 | 0 | 0 | 0 | 0.0016832 | 0.00024885 | 0.0018152 | 0 | 0 | 0.0037466 | 63879.8711
6095 | hvac_0010 | VRF with DOAS, 25pct Heat Pump Upsizing Allowance | TRUE | 0.80023 | Mercantile | GA, Bibb County | 150001_200000 | Small Packaged Unit | gen5_led | Georgia | 9.0449 | A: Non Food-Service Buildings with Small Packaged Units | 0.00042176 | 0.00051504 | 0 | 0 | 0 | 0.0016483 | 0.0010753 | 0.0015984 | 0 | 0 | 0 | 0 | 0 | 0 | 0 | 0.0016483 | 0.0010753 | 0.0015984 | 0 | 0 | 0.004322 | 140040.3602
6098 | hvac_0010 | VRF with DOAS, 25pct Heat Pump Upsizing Allowance | TRUE | 1.949 | Mercantile | GA, Bibb County | 100001_150000 | Small Packaged Unit | gen2_t8_halogen | Georgia | 12.8307 | A: Non Food-Service Buildings with Small Packaged Units | 0.0010334 | 0.0012708 | 0 | 0 | 0 | 0.0054438 | 0.0013099 | 0.0039071 | 0 | 0 | 5.1355e-06 | 0 | 0 | 0 | 0 | 0.0054489 | 0.0013099 | 0.0039071 | 0 | 0 | 0.010666 | 243624.7109
6099 | hvac_0010 | VRF with DOAS, 25pct Heat Pump Upsizing Allowance | TRUE | 2.4907 | Mercantile | GA, Bibb County | 40001_52000 | Small Packaged Unit | gen2_t8_halogen | Georgia | 12.3006 | A: Non Food-Service Buildings with Small Packaged Units | 0.00046468 | 0.0005729 | 0 | 0 | 0 | 0.0023309 | 0.00061605 | 0.0018591 | 0 | 0 | 2.7384e-06 | 0 | 0 | 0 | 0 | 0.0023336 | 0.00061605 | 0.0018591 | 0 | 0 | 0.0048087 | 114570.9445
6101 | hvac_0010 | VRF with DOAS, 25pct Heat Pump Upsizing Allowance | FALSE | 0.60833 | Mercantile | GA, Bibb County | 200001_400000 | Small Packaged Unit | gen2_t8_halogen | Georgia | 14.4799 | A: Non Food-Service Buildings with Small Packaged Units | 0.00082271 | 0.0010327 | 0 | 0 | 0 | 0.0041054 | 0.0014008 | 0.0027117 | 0 | 0 | 0.00079893 | 0 | 0 | 0 | 0 | 0.0049043 | 0.0014008 | 0.0027117 | 0 | 0 | 0.0090168 | 182499.55
6103 | hvac_0010 | VRF with DOAS, 25pct Heat Pump Upsizing Allowance | TRUE | 2.4894 | Mercantile | GA, Bibb County | 64001_70000 | Small Packaged Unit | gen2_t8_halogen | Georgia | 11.2208 | A: Non Food-Service Buildings with Small Packaged Units | 0.00059463 | 0.00076089 | 0 | 0 | 0 | 0.0029675 | 0.0008044 | 0.002612 | 0 | 0 | 2.0056e-06 | 0 | 0 | 0 | 0 | 0.0029695 | 0.0008044 | 0.002612 | 0 | 0 | 0.0063859 | 166790.5501
6104 | hvac_0010 | VRF with DOAS, 25pct Heat Pump Upsizing Allowance | TRUE | 2.1821 | Mercantile | GA, Bibb County | 70001_80000 | Small Packaged Unit | gen2_t8_halogen | Georgia | 8.8763 | A: Non Food-Service Buildings with Small Packaged Units | 0.00042854 | 0.00059051 | 0 | 0 | 0 | 0.002401 | 0.00052927 | 0.0020233 | 0 | 0 | 2.9989e-06 | 0 | 0 | 0 | 0 | 0.002404 | 0.00052927 | 0.0020233 | 0 | 0 | 0.0049566 | 163654.1459
9131 | hvac_0010 | VRF with DOAS, 25pct Heat Pump Upsizing Allowance | TRUE | 1.3742 | Mercantile | GA, Bibb County | 52001_64000 | Small Packaged Unit | gen2_t8_halogen | Georgia | 39.1148 | C: Strip Malls with some Food-Service with Small Packaged Units | 0.00087528 | 0.0010524 | 0 | 0 | 0 | 0.0029985 | 0.001953 | 0.0011066 | 0 | 0.00046791 | 3.3421e-05 | 0.0011915 | 0.0028865 | 0 | 0 | 0.003032 | 0.0031445 | 0.0011066 | 0 | 0.0033544 | 0.010638 | 79702.5938
9133 | hvac_0010 | VRF with DOAS, 25pct Heat Pump Upsizing Allowance | TRUE | 0.98347 | Mercantile | GA, Bibb County | 30001_40000 | Small Packaged Unit | gen3_t5_cfl | Georgia | 27.4646 | C: Strip Malls with some Food-Service with Small Packaged Units | 0.00026026 | 0.00032949 | 0 | 0 | 0 | 0.00085281 | 0.00071723 | 0.00048214 | 0 | 0.0001246 | 0.00019098 | 0.00017442 | 0.00068357 | 0 | 0 | 0.0010438 | 0.00089165 | 0.00048214 | 0 | 0.00080817 | 0.0032257 | 34421.532
11585 | hvac_0010 | VRF with DOAS, 25pct Heat Pump Upsizing Allowance | TRUE | 1.4211 | Mercantile | GA, Bibb County | 80001_100000 | Small Packaged Unit | gen2_t8_halogen | Georgia | 28.3873 | C: Strip Malls with some Food-Service with Small Packaged Units | 0.0010087 | 0.0012476 | 0 | 0 | 0 | 0.0037157 | 0.0016797 | 0.0020349 | 0 | 0.00059028 | 0.00030971 | 0.00034655 | 0.0037119 | 0 | 0 | 0.0040254 | 0.0020262 | 0.0020349 | 0 | 0.0043022 | 0.012389 | 127900.4806
26621 | hvac_0010 | VRF with DOAS, 25pct Heat Pump Upsizing Allowance | FALSE | 0.0042096 | Mercantile | GA, Bibb County | 600001_1mil | Small Packaged Unit | gen2_t8_halogen | Georgia | 11.6991 | A: Non Food-Service Buildings with Small Packaged Units | 1.0935e-05 | 1.6021e-05 | 0 | 0 | 0 | 8.0888e-05 | 1.1117e-05 | 4.2431e-05 | 0 | 0 | 0 | 0 | 0 | 0 | 0 | 8.0888e-05 | 1.1117e-05 | 4.2431e-05 | 0 | 0 | 0.00013444 | 3367.7194
44082 | hvac_0010 | VRF with DOAS, 25pct Heat Pump Upsizing Allowance | FALSE | 0.023207 | Mercantile | GA, Bibb County | 400001_600000 | Small Packaged Unit | gen2_t8_halogen | Georgia | 25.3556 | C: Strip Malls with some Food-Service with Small Packaged Units | 8.956e-05 | 0.00011929 | 0 | 0 | 0 | 0.00051506 | 9.2863e-05 | 0.00017079 | 0 | 0.00021859 | 0 | 6.5991e-06 | 0 | 0 | 0 | 0.00051506 | 9.9462e-05 | 0.00017079 | 0 | 0.00021859 | 0.0010039 | 11603.6163
419 | hvac_0012 | Unoccupied AHU Control | TRUE | 45.2941 | Mercantile | GA, Bibb County | 1001_3000 | Other HVAC | gen2_t8_halogen | Georgia | 27.8542 | G: Buildings with Furnace-Based Multizone Systems | 0.00075883 | 0.00095592 | 0 | 0 | 0 | 0.0032168 | 0.00069848 | 0.0025565 | 0 | 0.00079937 | 0.00051044 | 0 | 0.00082813 | 0 | 0 | 0.0037272 | 0.00069848 | 0.0025565 | 0 | 0.0016275 | 0.0086097 | 90588.2075
420 | hvac_0012 | Unoccupied AHU Control | FALSE | 11.3334 | Mercantile | GA, Bibb County | 8001_12000 | Small Packaged Unit | gen2_t8_halogen | Georgia | 44.5453 | C: Strip Malls with some Food-Service with Small Packaged Units | 0.0012951 | 0.0015957 | 0 | 0 | 0 | 0.0049937 | 0.00085259 | 0.0018572 | 0 | 0.00079233 | 0.0021431 | 0.0021915 | 0.0043957 | 0 | 0 | 0.0071369 | 0.0030441 | 0.0018572 | 0 | 0.0051881 | 0.017226 | 113333.9761
421 | hvac_0012 | Unoccupied AHU Control | TRUE | 5.2913 | Mercantile | GA, Bibb County | 12001_30000 | Small Packaged Unit | gen2_t8_halogen | Georgia | 40.8184 | C: Strip Malls with some Food-Service with Small Packaged Units | 0.0012094 | 0.0015201 | 0 | 0 | 0 | 0.0048019 | 0.0020372 | 0.0020115 | 0 | 0.00043406 | 0.00060212 | 0.0034184 | 0.002171 | 0 | 0 | 0.005404 | 0.0054556 | 0.0020115 | 0 | 0.002605 | 0.015476 | 111116.9782
423 | hvac_0012 | Unoccupied AHU Control | TRUE | 22.5677 | Mercantile | GA, Bibb County | 3001_8000 | Small Packaged Unit | gen3_t5_cfl | Georgia | 37.1394 | C: Strip Malls with some Food-Service with Small Packaged Units | 0.0013785 | 0.0016639 | 0 | 0 | 0 | 0.0052463 | 0.0033137 | 0.0021039 | 0 | 0.001044 | 0.00067122 | 0 | 0.0033501 | 0 | 0 | 0.0059176 | 0.0033137 | 0.0021039 | 0 | 0.0043942 | 0.015729 | 124122.3299
869 | hvac_0012 | Unoccupied AHU Control | FALSE | 63.8799 | Mercantile | GA, Bibb County | _1000 | Small Packaged Unit | gen1_t12_incandescent | Georgia | 25.7389 | A: Non Food-Service Buildings with Small Packaged Units | 0.00046873 | 0.00059895 | 0 | 0 | 0 | 0.0022172 | 0.00024885 | 0.0018152 | 0 | 0 | 0.001329 | 0 | 0 | 0 | 0 | 0.0035462 | 0.00024885 | 0.0018152 | 0 | 0 | 0.0056102 | 63879.8711
6095 | hvac_0012 | Unoccupied AHU Control | TRUE | 0.80023 | Mercantile | GA, Bibb County | 150001_200000 | Small Packaged Unit | gen5_led | Georgia | 11.5521 | A: Non Food-Service Buildings with Small Packaged Units | 0.00051377 | 0.00064131 | 0 | 0 | 0 | 0.0025313 | 0.0010753 | 0.0015984 | 0 | 0 | 0.00031507 | 0 | 0 | 0 | 0 | 0.0028463 | 0.0010753 | 0.0015984 | 0 | 0 | 0.00552 | 140040.3602
6098 | hvac_0012 | Unoccupied AHU Control | FALSE | 1.949 | Mercantile | GA, Bibb County | 100001_150000 | Small Packaged Unit | gen2_t8_halogen | Georgia | 19.3323 | A: Non Food-Service Buildings with Small Packaged Units | 0.001438 | 0.0018209 | 0 | 0 | 0 | 0.0090542 | 0.0013099 | 0.0039071 | 0 | 0 | 0.0017993 | 0 | 0 | 0 | 0 | 0.010854 | 0.0013099 | 0.0039071 | 0 | 0 | 0.016071 | 243624.7109
6099 | hvac_0012 | Unoccupied AHU Control | TRUE | 2.4907 | Mercantile | GA, Bibb County | 40001_52000 | Small Packaged Unit | gen2_t8_halogen | Georgia | 18.6558 | A: Non Food-Service Buildings with Small Packaged Units | 0.0006445 | 0.00081322 | 0 | 0 | 0 | 0.0037505 | 0.00061605 | 0.0018591 | 0 | 0 | 0.0010675 | 0 | 0 | 0 | 0 | 0.004818 | 0.00061605 | 0.0018591 | 0 | 0 | 0.0072932 | 114570.9445
6101 | hvac_0012 | Unoccupied AHU Control | FALSE | 0.60833 | Mercantile | GA, Bibb County | 200001_400000 | Small Packaged Unit | gen2_t8_halogen | Georgia | 14.4799 | A: Non Food-Service Buildings with Small Packaged Units | 0.00082271 | 0.0010327 | 0 | 0 | 0 | 0.0041054 | 0.0014008 | 0.0027117 | 0 | 0 | 0.00079893 | 0 | 0 | 0 | 0 | 0.0049043 | 0.0014008 | 0.0027117 | 0 | 0 | 0.0090168 | 182499.55
6103 | hvac_0012 | Unoccupied AHU Control | TRUE | 2.4894 | Mercantile | GA, Bibb County | 64001_70000 | Small Packaged Unit | gen2_t8_halogen | Georgia | 16.2499 | A: Non Food-Service Buildings with Small Packaged Units | 0.00080206 | 0.0010463 | 0 | 0 | 0 | 0.0047655 | 0.0008044 | 0.002612 | 0 | 0 | 0.001066 | 0 | 0 | 0 | 0 | 0.0058316 | 0.0008044 | 0.002612 | 0 | 0 | 0.009248 | 166790.5501
6104 | hvac_0012 | Unoccupied AHU Control | TRUE | 2.1821 | Mercantile | GA, Bibb County | 70001_80000 | Small Packaged Unit | gen2_t8_halogen | Georgia | 12.7332 | A: Non Food-Service Buildings with Small Packaged Units | 0.00054834 | 0.00079429 | 0 | 0 | 0 | 0.0035447 | 0.00052927 | 0.0020233 | 0 | 0 | 0.0010131 | 0 | 0 | 0 | 0 | 0.0045578 | 0.00052927 | 0.0020233 | 0 | 0 | 0.0071104 | 163654.1459
9131 | hvac_0012 | Unoccupied AHU Control | FALSE | 1.3742 | Mercantile | GA, Bibb County | 52001_64000 | Small Packaged Unit | gen2_t8_halogen | Georgia | 39.749 | C: Strip Malls with some Food-Service with Small Packaged Units | 0.00087686 | 0.0010694 | 0 | 0 | 0 | 0.0031024 | 0.001953 | 0.0011066 | 0 | 0.00046791 | 0.000102 | 0.0011915 | 0.0028865 | 0 | 0 | 0.0032044 | 0.0031445 | 0.0011066 | 0 | 0.0033544 | 0.01081 | 79702.5938
9133 | hvac_0012 | Unoccupied AHU Control | TRUE | 0.98347 | Mercantile | GA, Bibb County | 30001_40000 | Small Packaged Unit | gen3_t5_cfl | Georgia | 30.4417 | C: Strip Malls with some Food-Service with Small Packaged Units | 0.00027742 | 0.00035679 | 0 | 0 | 0 | 0.00092801 | 0.00071723 | 0.00048214 | 0 | 0.0001246 | 0.00046544 | 0.00017442 | 0.00068357 | 0 | 0 | 0.0013935 | 0.00089165 | 0.00048214 | 0 | 0.00080817 | 0.0035754 | 34421.532
11585 | hvac_0012 | Unoccupied AHU Control | TRUE | 1.4211 | Mercantile | GA, Bibb County | 80001_100000 | Small Packaged Unit | gen2_t8_halogen | Georgia | 30.2735 | C: Strip Malls with some Food-Service with Small Packaged Units | 0.0010555 | 0.0013238 | 0 | 0 | 0 | 0.0041206 | 0.0016797 | 0.0020349 | 0 | 0.00059028 | 0.00072787 | 0.00034655 | 0.0037119 | 0 | 0 | 0.0048485 | 0.0020262 | 0.0020349 | 0 | 0.0043022 | 0.013212 | 127900.4806
26621 | hvac_0012 | Unoccupied AHU Control | TRUE | 0.0042096 | Mercantile | GA, Bibb County | 600001_1mil | Small Packaged Unit | gen2_t8_halogen | Georgia | 11.4568 | A: Non Food-Service Buildings with Small Packaged Units | 1.0585e-05 | 1.5689e-05 | 0 | 0 | 0 | 7.8104e-05 | 1.1117e-05 | 4.2431e-05 | 0 | 0 | 0 | 0 | 0 | 0 | 0 | 7.8104e-05 | 1.1117e-05 | 4.2431e-05 | 0 | 0 | 0.00013165 | 3367.7194
44082 | hvac_0012 | Unoccupied AHU Control | FALSE | 0.023207 | Mercantile | GA, Bibb County | 400001_600000 | Small Packaged Unit | gen2_t8_halogen | Georgia | 25.3556 | C: Strip Malls with some Food-Service with Small Packaged Units | 8.956e-05 | 0.00011929 | 0 | 0 | 0 | 0.00051506 | 9.2863e-05 | 0.00017079 | 0 | 0.00021859 | 0 | 6.5991e-06 | 0 | 0 | 0 | 0.00051506 | 9.9462e-05 | 0.00017079 | 0 | 0.00021859 | 0.0010039 | 11603.6163
419 | hvac_0013 | Variable Speed HP RTU, Electric Backup, Energy Recovery | TRUE | 45.2941 | Mercantile | GA, Bibb County | 1001_3000 | Other HVAC | gen2_t8_halogen | Georgia | 23.55 | G: Buildings with Furnace-Based Multizone Systems | 0.0006892 | 0.00082289 | 0 | 0 | 0 | 0.0023736 | 0.00069848 | 0.0025565 | 0 | 0.00079937 | 2.3612e-05 | 0 | 0.00082813 | 0 | 0 | 0.0023972 | 0.00069848 | 0.0025565 | 0 | 0.0016275 | 0.0072793 | 90588.2075
420 | hvac_0013 | Variable Speed HP RTU, Electric Backup, Energy Recovery | TRUE | 11.3334 | Mercantile | GA, Bibb County | 8001_12000 | Small Packaged Unit | gen2_t8_halogen | Georgia | 36.6458 | C: Strip Malls with some Food-Service with Small Packaged Units | 0.001111 | 0.001335 | 0 | 0 | 0 | 0.0039118 | 0.00085259 | 0.0018572 | 0 | 0.00079233 | 0.00017026 | 0.0021915 | 0.0043957 | 0 | 0 | 0.0040821 | 0.0030441 | 0.0018572 | 0 | 0.0051881 | 0.014171 | 113333.9761
421 | hvac_0013 | Variable Speed HP RTU, Electric Backup, Energy Recovery | TRUE | 5.2913 | Mercantile | GA, Bibb County | 12001_30000 | Small Packaged Unit | gen2_t8_halogen | Georgia | 36.1101 | C: Strip Malls with some Food-Service with Small Packaged Units | 0.0011047 | 0.0013388 | 0 | 0 | 0 | 0.0036167 | 0.0020372 | 0.0020115 | 0 | 0.00043406 | 2.2067e-06 | 0.0034184 | 0.002171 | 0 | 0 | 0.0036189 | 0.0054556 | 0.0020115 | 0 | 0.0026051 | 0.013691 | 111116.9782
423 | hvac_0013 | Variable Speed HP RTU, Electric Backup, Energy Recovery | TRUE | 22.5677 | Mercantile | GA, Bibb County | 3001_8000 | Small Packaged Unit | gen3_t5_cfl | Georgia | 34.7904 | C: Strip Malls with some Food-Service with Small Packaged Units | 0.0013692 | 0.0015764 | 0 | 0 | 0 | 0.0048433 | 0.0033137 | 0.0021039 | 0 | 0.0010438 | 7.9357e-05 | 0 | 0.0033501 | 0 | 0 | 0.0049227 | 0.0033137 | 0.0021039 | 0 | 0.0043939 | 0.014735 | 124122.3299
869 | hvac_0013 | Variable Speed HP RTU, Electric Backup, Energy Recovery | TRUE | 63.8799 | Mercantile | GA, Bibb County | _1000 | Small Packaged Unit | gen1_t12_incandescent | Georgia | 16.2389 | A: Non Food-Service Buildings with Small Packaged Units | 0.00034585 | 0.00041855 | 0 | 0 | 0 | 0.0014132 | 0.00024885 | 0.0018152 | 0 | 0 | 6.2363e-05 | 0 | 0 | 0 | 0 | 0.0014755 | 0.00024885 | 0.0018152 | 0 | 0 | 0.0035395 | 63879.8711
6095 | hvac_0013 | Variable Speed HP RTU, Electric Backup, Energy Recovery | TRUE | 0.80023 | Mercantile | GA, Bibb County | 150001_200000 | Small Packaged Unit | gen5_led | Georgia | 10.2733 | A: Non Food-Service Buildings with Small Packaged Units | 0.00051724 | 0.00058499 | 0 | 0 | 0 | 0.0022353 | 0.0010753 | 0.0015984 | 0 | 0 | 3.7924e-08 | 0 | 0 | 0 | 0 | 0.0022353 | 0.0010753 | 0.0015984 | 0 | 0 | 0.004909 | 140040.3602
6098 | hvac_0013 | Variable Speed HP RTU, Electric Backup, Energy Recovery | TRUE | 1.949 | Mercantile | GA, Bibb County | 100001_150000 | Small Packaged Unit | gen2_t8_halogen | Georgia | 12.8243 | A: Non Food-Service Buildings with Small Packaged Units | 0.0010352 | 0.0012701 | 0 | 0 | 0 | 0.0054381 | 0.0013099 | 0.0039071 | 0 | 0 | 5.468e-06 | 0 | 0 | 0 | 0 | 0.0054435 | 0.0013099 | 0.0039071 | 0 | 0 | 0.010661 | 243624.7109
6099 | hvac_0013 | Variable Speed HP RTU, Electric Backup, Energy Recovery | TRUE | 2.4907 | Mercantile | GA, Bibb County | 40001_52000 | Small Packaged Unit | gen2_t8_halogen | Georgia | 13.5723 | A: Non Food-Service Buildings with Small Packaged Units | 0.0005396 | 0.00063209 | 0 | 0 | 0 | 0.0028269 | 0.00061605 | 0.0018591 | 0 | 0 | 3.8243e-06 | 0 | 0 | 0 | 0 | 0.0028307 | 0.00061605 | 0.0018591 | 0 | 0 | 0.0053058 | 114570.9445
6101 | hvac_0013 | Variable Speed HP RTU, Electric Backup, Energy Recovery | TRUE | 0.60833 | Mercantile | GA, Bibb County | 200001_400000 | Small Packaged Unit | gen2_t8_halogen | Georgia | 11.4824 | A: Non Food-Service Buildings with Small Packaged Units | 0.00071119 | 0.00085197 | 0 | 0 | 0 | 0.0030355 | 0.0014008 | 0.0027117 | 0 | 0 | 2.1795e-06 | 0 | 0 | 0 | 0 | 0.0030377 | 0.0014008 | 0.0027117 | 0 | 0 | 0.0071502 | 182499.55
6103 | hvac_0013 | Variable Speed HP RTU, Electric Backup, Energy Recovery | TRUE | 2.4894 | Mercantile | GA, Bibb County | 64001_70000 | Small Packaged Unit | gen2_t8_halogen | Georgia | 14.0774 | A: Non Food-Service Buildings with Small Packaged Units | 0.00080731 | 0.00095445 | 0 | 0 | 0 | 0.0045899 | 0.0008044 | 0.002612 | 0 | 0 | 5.3325e-06 | 0 | 0 | 0 | 0 | 0.0045953 | 0.0008044 | 0.002612 | 0 | 0 | 0.0080117 | 166790.5501
6104 | hvac_0013 | Variable Speed HP RTU, Electric Backup, Energy Recovery | TRUE | 2.1821 | Mercantile | GA, Bibb County | 70001_80000 | Small Packaged Unit | gen2_t8_halogen | Georgia | 9.3573 | A: Non Food-Service Buildings with Small Packaged Units | 0.00046655 | 0.00062249 | 0 | 0 | 0 | 0.002669 | 0.00052927 | 0.0020233 | 0 | 0 | 3.6193e-06 | 0 | 0 | 0 | 0 | 0.0026726 | 0.00052927 | 0.0020233 | 0 | 0 | 0.0052252 | 163654.1459
9131 | hvac_0013 | Variable Speed HP RTU, Electric Backup, Energy Recovery | TRUE | 1.3742 | Mercantile | GA, Bibb County | 52001_64000 | Small Packaged Unit | gen2_t8_halogen | Georgia | 36.2083 | C: Strip Malls with some Food-Service with Small Packaged Units | 0.00080374 | 0.00095917 | 0 | 0 | 0 | 0.0022266 | 0.001953 | 0.0011066 | 0 | 0.00046791 | 1.4913e-05 | 0.0011915 | 0.0028865 | 0 | 0 | 0.0022415 | 0.0031445 | 0.0011066 | 0 | 0.0033544 | 0.0098471 | 79702.5938
9133 | hvac_0013 | Variable Speed HP RTU, Electric Backup, Energy Recovery | TRUE | 0.98347 | Mercantile | GA, Bibb County | 30001_40000 | Small Packaged Unit | gen3_t5_cfl | Georgia | 26.3126 | C: Strip Malls with some Food-Service with Small Packaged Units | 0.00026084 | 0.00032299 | 0 | 0 | 0 | 0.00090139 | 0.00071723 | 0.00048214 | 0 | 0.0001246 | 7.0937e-06 | 0.00017442 | 0.00068357 | 0 | 0 | 0.00090849 | 0.00089165 | 0.00048214 | 0 | 0.00080817 | 0.0030904 | 34421.532
11585 | hvac_0013 | Variable Speed HP RTU, Electric Backup, Energy Recovery | TRUE | 1.4211 | Mercantile | GA, Bibb County | 80001_100000 | Small Packaged Unit | gen2_t8_halogen | Georgia | 27.6554 | C: Strip Malls with some Food-Service with Small Packaged Units | 0.0010283 | 0.0012174 | 0 | 0 | 0 | 0.0035449 | 0.0016797 | 0.0020349 | 0 | 0.00059026 | 0.00016103 | 0.00034655 | 0.0037119 | 0 | 0 | 0.0037059 | 0.0020262 | 0.0020349 | 0 | 0.0043022 | 0.012069 | 127900.4806
26621 | hvac_0013 | Variable Speed HP RTU, Electric Backup, Energy Recovery | TRUE | 0.0042096 | Mercantile | GA, Bibb County | 600001_1mil | Small Packaged Unit | gen2_t8_halogen | Georgia | 8.934 | A: Non Food-Service Buildings with Small Packaged Units | 8.7971e-06 | 1.2234e-05 | 0 | 0 | 0 | 4.9114e-05 | 1.1117e-05 | 4.2431e-05 | 0 | 0 | 0 | 0 | 0 | 0 | 0 | 4.9114e-05 | 1.1117e-05 | 4.2431e-05 | 0 | 0 | 0.00010266 | 3367.7194
44082 | hvac_0013 | Variable Speed HP RTU, Electric Backup, Energy Recovery | TRUE | 0.023207 | Mercantile | GA, Bibb County | 400001_600000 | Small Packaged Unit | gen2_t8_halogen | Georgia | 20.686 | C: Strip Malls with some Food-Service with Small Packaged Units | 7.5617e-05 | 9.7256e-05 | 0 | 0 | 0 | 0.00033018 | 9.2863e-05 | 0.00017079 | 0 | 0.00021859 | 0 | 6.5991e-06 | 0 | 0 | 0 | 0.00033018 | 9.9462e-05 | 0.00017079 | 0 | 0.00021859 | 0.00081902 | 11603.6163
419 | hvac_0014 | Advanced RTU Controls | TRUE | 45.2941 | Mercantile | GA, Bibb County | 1001_3000 | Other HVAC | gen2_t8_halogen | Georgia | 26.4847 | G: Buildings with Furnace-Based Multizone Systems | 0.00074761 | 0.00090432 | 0 | 0 | 0 | 0.0027712 | 0.00069848 | 0.0025565 | 0 | 0.00079937 | 0.00053277 | 0 | 0.00082813 | 0 | 0 | 0.0033039 | 0.00069848 | 0.0025565 | 0 | 0.0016275 | 0.0081864 | 90588.2075
420 | hvac_0014 | Advanced RTU Controls | TRUE | 11.3334 | Mercantile | GA, Bibb County | 8001_12000 | Small Packaged Unit | gen2_t8_halogen | Georgia | 40.4336 | C: Strip Malls with some Food-Service with Small Packaged Units | 0.001177 | 0.0014228 | 0 | 0 | 0 | 0.0037197 | 0.00085259 | 0.0018572 | 0 | 0.00079233 | 0.0018272 | 0.0021915 | 0.0043957 | 0 | 0 | 0.0055469 | 0.0030441 | 0.0018572 | 0 | 0.0051881 | 0.015636 | 113333.9761
421 | hvac_0014 | Advanced RTU Controls | TRUE | 5.2913 | Mercantile | GA, Bibb County | 12001_30000 | Small Packaged Unit | gen2_t8_halogen | Georgia | 38.4231 | C: Strip Malls with some Food-Service with Small Packaged Units | 0.0011457 | 0.0014053 | 0 | 0 | 0 | 0.0037683 | 0.0020372 | 0.0020115 | 0 | 0.00043406 | 0.0007276 | 0.0034184 | 0.002171 | 0 | 0 | 0.0044959 | 0.0054556 | 0.0020115 | 0 | 0.0026051 | 0.014568 | 111116.9782
423 | hvac_0014 | Advanced RTU Controls | TRUE | 22.5677 | Mercantile | GA, Bibb County | 3001_8000 | Small Packaged Unit | gen3_t5_cfl | Georgia | 38.8035 | C: Strip Malls with some Food-Service with Small Packaged Units | 0.0014637 | 0.0017031 | 0 | 0 | 0 | 0.005096 | 0.0033137 | 0.0021039 | 0 | 0.0010438 | 0.0015266 | 0 | 0.0033501 | 0 | 0 | 0.0066226 | 0.0033137 | 0.0021039 | 0 | 0.0043939 | 0.016434 | 124122.3299
869 | hvac_0014 | Advanced RTU Controls | TRUE | 63.8799 | Mercantile | GA, Bibb County | _1000 | Small Packaged Unit | gen1_t12_incandescent | Georgia | 24.8306 | A: Non Food-Service Buildings with Small Packaged Units | 0.00046911 | 0.00056791 | 0 | 0 | 0 | 0.0018757 | 0.00024885 | 0.0018152 | 0 | 0 | 0.0014725 | 0 | 0 | 0 | 0 | 0.0033482 | 0.00024885 | 0.0018152 | 0 | 0 | 0.0054122 | 63879.8711
6095 | hvac_0014 | Advanced RTU Controls | TRUE | 0.80023 | Mercantile | GA, Bibb County | 150001_200000 | Small Packaged Unit | gen5_led | Georgia | 12.2306 | A: Non Food-Service Buildings with Small Packaged Units | 0.00056117 | 0.00064586 | 0 | 0 | 0 | 0.0022043 | 0.0010753 | 0.0015984 | 0 | 0 | 0.00096634 | 0 | 0 | 0 | 0 | 0.0031706 | 0.0010753 | 0.0015984 | 0 | 0 | 0.0058442 | 140040.3602
6098 | hvac_0014 | Advanced RTU Controls | TRUE | 1.949 | Mercantile | GA, Bibb County | 100001_150000 | Small Packaged Unit | gen2_t8_halogen | Georgia | 17.0112 | A: Non Food-Service Buildings with Small Packaged Units | 0.0012806 | 0.0015645 | 0 | 0 | 0 | 0.0066195 | 0.0013099 | 0.0039071 | 0 | 0 | 0.0023046 | 0 | 0 | 0 | 0 | 0.0089241 | 0.0013099 | 0.0039071 | 0 | 0 | 0.014141 | 243624.7109
6099 | hvac_0014 | Advanced RTU Controls | TRUE | 2.4907 | Mercantile | GA, Bibb County | 40001_52000 | Small Packaged Unit | gen2_t8_halogen | Georgia | 19.8405 | A: Non Food-Service Buildings with Small Packaged Units | 0.00068859 | 0.00080596 | 0 | 0 | 0 | 0.0030208 | 0.00061605 | 0.0018591 | 0 | 0 | 0.0022603 | 0 | 0 | 0 | 0 | 0.0052812 | 0.00061605 | 0.0018591 | 0 | 0 | 0.0077563 | 114570.9445
6101 | hvac_0014 | Advanced RTU Controls | TRUE | 0.60833 | Mercantile | GA, Bibb County | 200001_400000 | Small Packaged Unit | gen2_t8_halogen | Georgia | 13.5116 | A: Non Food-Service Buildings with Small Packaged Units | 0.00079346 | 0.00096113 | 0 | 0 | 0 | 0.003508 | 0.0014008 | 0.0027117 | 0 | 0 | 0.00079335 | 0 | 0 | 0 | 0 | 0.0043014 | 0.0014008 | 0.0027117 | 0 | 0 | 0.0084139 | 182499.55
6103 | hvac_0014 | Advanced RTU Controls | TRUE | 2.4894 | Mercantile | GA, Bibb County | 64001_70000 | Small Packaged Unit | gen2_t8_halogen | Georgia | 17.232 | A: Non Food-Service Buildings with Small Packaged Units | 0.00085225 | 0.001044 | 0 | 0 | 0 | 0.0040092 | 0.0008044 | 0.002612 | 0 | 0 | 0.0023813 | 0 | 0 | 0 | 0 | 0.0063905 | 0.0008044 | 0.002612 | 0 | 0 | 0.0098069 | 166790.5501
6104 | hvac_0014 | Advanced RTU Controls | TRUE | 2.1821 | Mercantile | GA, Bibb County | 70001_80000 | Small Packaged Unit | gen2_t8_halogen | Georgia | 11.8918 | A: Non Food-Service Buildings with Small Packaged Units | 0.00054332 | 0.00073172 | 0 | 0 | 0 | 0.0029492 | 0.00052927 | 0.0020233 | 0 | 0 | 0.0011388 | 0 | 0 | 0 | 0 | 0.0040879 | 0.00052927 | 0.0020233 | 0 | 0 | 0.0066405 | 163654.1459
9131 | hvac_0014 | Advanced RTU Controls | TRUE | 1.3742 | Mercantile | GA, Bibb County | 52001_64000 | Small Packaged Unit | gen2_t8_halogen | Georgia | 37.6696 | C: Strip Malls with some Food-Service with Small Packaged Units | 0.00083493 | 0.0010009 | 0 | 0 | 0 | 0.0025162 | 0.001953 | 0.0011066 | 0 | 0.00046791 | 0.00012273 | 0.0011915 | 0.0028866 | 0 | 0 | 0.0026389 | 0.0031445 | 0.0011066 | 0 | 0.0033545 | 0.010244 | 79702.5938
9133 | hvac_0014 | Advanced RTU Controls | TRUE | 0.98347 | Mercantile | GA, Bibb County | 30001_40000 | Small Packaged Unit | gen3_t5_cfl | Georgia | 28.6555 | C: Strip Malls with some Food-Service with Small Packaged Units | 0.00026556 | 0.00033369 | 0 | 0 | 0 | 0.00075451 | 0.00071723 | 0.00048214 | 0 | 0.0001246 | 0.00042912 | 0.00017442 | 0.00068357 | 0 | 0 | 0.0011836 | 0.00089165 | 0.00048214 | 0 | 0.00080818 | 0.0033656 | 34421.532
11585 | hvac_0014 | Advanced RTU Controls | TRUE | 1.4211 | Mercantile | GA, Bibb County | 80001_100000 | Small Packaged Unit | gen2_t8_halogen | Georgia | 29.2144 | C: Strip Malls with some Food-Service with Small Packaged Units | 0.001062 | 0.0012713 | 0 | 0 | 0 | 0.0037067 | 0.0016797 | 0.0020349 | 0 | 0.00059028 | 0.00067961 | 0.00034655 | 0.0037119 | 0 | 0 | 0.0043863 | 0.0020262 | 0.0020349 | 0 | 0.0043022 | 0.01275 | 127900.4806
26621 | hvac_0014 | Advanced RTU Controls | TRUE | 0.0042096 | Mercantile | GA, Bibb County | 600001_1mil | Small Packaged Unit | gen2_t8_halogen | Georgia | 10.6624 | A: Non Food-Service Buildings with Small Packaged Units | 1.0524e-05 | 1.4601e-05 | 0 | 0 | 0 | 6.8975e-05 | 1.1117e-05 | 4.2431e-05 | 0 | 0 | 0 | 0 | 0 | 0 | 0 | 6.8975e-05 | 1.1117e-05 | 4.2431e-05 | 0 | 0 | 0.00012252 | 3367.7194
44082 | hvac_0014 | Advanced RTU Controls | TRUE | 0.023207 | Mercantile | GA, Bibb County | 400001_600000 | Small Packaged Unit | gen2_t8_halogen | Georgia | 22.0915 | C: Strip Malls with some Food-Service with Small Packaged Units | 7.9653e-05 | 0.00010389 | 0 | 0 | 0 | 0.00038583 | 9.2863e-05 | 0.00017079 | 0 | 0.00021859 | 0 | 6.5991e-06 | 0 | 0 | 0 | 0.00038583 | 9.9462e-05 | 0.00017079 | 0 | 0.00021859 | 0.00087467 | 11603.6163
419 | hvac_0015 | Hydronic Water-to-Water Geothermal Heat Pump | FALSE | 45.2941 | Mercantile | GA, Bibb County | 1001_3000 | Other HVAC | gen2_t8_halogen | Georgia | 28.2125 | G: Buildings with Furnace-Based Multizone Systems | 0.00077067 | 0.0009683 | 0 | 0 | 0 | 0.0033121 | 0.00069848 | 0.0025565 | 0 | 0.00079937 | 0.0005259 | 0 | 0.00082813 | 0 | 0 | 0.003838 | 0.00069848 | 0.0025565 | 0 | 0.0016275 | 0.0087205 | 90588.2075
420 | hvac_0015 | Hydronic Water-to-Water Geothermal Heat Pump | FALSE | 11.3334 | Mercantile | GA, Bibb County | 8001_12000 | Small Packaged Unit | gen2_t8_halogen | Georgia | 44.5453 | C: Strip Malls with some Food-Service with Small Packaged Units | 0.0012951 | 0.0015957 | 0 | 0 | 0 | 0.0049937 | 0.00085259 | 0.0018572 | 0 | 0.00079233 | 0.0021431 | 0.0021915 | 0.0043957 | 0 | 0 | 0.0071369 | 0.0030441 | 0.0018572 | 0 | 0.0051881 | 0.017226 | 113333.9761
421 | hvac_0015 | Hydronic Water-to-Water Geothermal Heat Pump | FALSE | 5.2913 | Mercantile | GA, Bibb County | 12001_30000 | Small Packaged Unit | gen2_t8_halogen | Georgia | 40.9935 | C: Strip Malls with some Food-Service with Small Packaged Units | 0.0012145 | 0.0015271 | 0 | 0 | 0 | 0.0048507 | 0.0020372 | 0.0020115 | 0 | 0.00043406 | 0.00061978 | 0.0034184 | 0.002171 | 0 | 0 | 0.0054705 | 0.0054556 | 0.0020115 | 0 | 0.002605 | 0.015543 | 111116.9782
423 | hvac_0015 | Hydronic Water-to-Water Geothermal Heat Pump | FALSE | 22.5677 | Mercantile | GA, Bibb County | 3001_8000 | Small Packaged Unit | gen3_t5_cfl | Georgia | 44.7535 | C: Strip Malls with some Food-Service with Small Packaged Units | 0.0017258 | 0.001996 | 0 | 0 | 0 | 0.0074748 | 0.0033137 | 0.0021039 | 0 | 0.001044 | 0.0016678 | 0 | 0.0033501 | 0 | 0 | 0.0091425 | 0.0033137 | 0.0021039 | 0 | 0.0043942 | 0.018954 | 124122.3299
869 | hvac_0015 | Hydronic Water-to-Water Geothermal Heat Pump | FALSE | 63.8799 | Mercantile | GA, Bibb County | _1000 | Small Packaged Unit | gen1_t12_incandescent | Georgia | 25.7389 | A: Non Food-Service Buildings with Small Packaged Units | 0.00046873 | 0.00059895 | 0 | 0 | 0 | 0.0022172 | 0.00024885 | 0.0018152 | 0 | 0 | 0.001329 | 0 | 0 | 0 | 0 | 0.0035462 | 0.00024885 | 0.0018152 | 0 | 0 | 0.0056102 | 63879.8711
6095 | hvac_0015 | Hydronic Water-to-Water Geothermal Heat Pump | FALSE | 0.80023 | Mercantile | GA, Bibb County | 150001_200000 | Small Packaged Unit | gen5_led | Georgia | 15.8557 | A: Non Food-Service Buildings with Small Packaged Units | 0.0007369 | 0.00083962 | 0 | 0 | 0 | 0.0036947 | 0.0010753 | 0.0015984 | 0 | 0 | 0.0012081 | 0 | 0 | 0 | 0 | 0.0049028 | 0.0010753 | 0.0015984 | 0 | 0 | 0.0075765 | 140040.3602
6098 | hvac_0015 | Hydronic Water-to-Water Geothermal Heat Pump | FALSE | 1.949 | Mercantile | GA, Bibb County | 100001_150000 | Small Packaged Unit | gen2_t8_halogen | Georgia | 19.3323 | A: Non Food-Service Buildings with Small Packaged Units | 0.001438 | 0.0018209 | 0 | 0 | 0 | 0.0090542 | 0.0013099 | 0.0039071 | 0 | 0 | 0.0017993 | 0 | 0 | 0 | 0 | 0.010854 | 0.0013099 | 0.0039071 | 0 | 0 | 0.016071 | 243624.7109
6099 | hvac_0015 | Hydronic Water-to-Water Geothermal Heat Pump | FALSE | 2.4907 | Mercantile | GA, Bibb County | 40001_52000 | Small Packaged Unit | gen2_t8_halogen | Georgia | 24.1509 | A: Non Food-Service Buildings with Small Packaged Units | 0.00088531 | 0.0010249 | 0 | 0 | 0 | 0.0050521 | 0.00061605 | 0.0018591 | 0 | 0 | 0.0019142 | 0 | 0 | 0 | 0 | 0.0069663 | 0.00061605 | 0.0018591 | 0 | 0 | 0.0094414 | 114570.9445
6101 | hvac_0015 | Hydronic Water-to-Water Geothermal Heat Pump | FALSE | 0.60833 | Mercantile | GA, Bibb County | 200001_400000 | Small Packaged Unit | gen2_t8_halogen | Georgia | 14.4799 | A: Non Food-Service Buildings with Small Packaged Units | 0.00082271 | 0.0010327 | 0 | 0 | 0 | 0.0041054 | 0.0014008 | 0.0027117 | 0 | 0 | 0.00079893 | 0 | 0 | 0 | 0 | 0.0049043 | 0.0014008 | 0.0027117 | 0 | 0 | 0.0090168 | 182499.55
6103 | hvac_0015 | Hydronic Water-to-Water Geothermal Heat Pump | FALSE | 2.4894 | Mercantile | GA, Bibb County | 64001_70000 | Small Packaged Unit | gen2_t8_halogen | Georgia | 20.0652 | A: Non Food-Service Buildings with Small Packaged Units | 0.0010625 | 0.0012733 | 0 | 0 | 0 | 0.006332 | 0.0008044 | 0.002612 | 0 | 0 | 0.0016709 | 0 | 0 | 0 | 0 | 0.008003 | 0.0008044 | 0.002612 | 0 | 0 | 0.011419 | 166790.5501
6104 | hvac_0015 | Hydronic Water-to-Water Geothermal Heat Pump | FALSE | 2.1821 | Mercantile | GA, Bibb County | 70001_80000 | Small Packaged Unit | gen2_t8_halogen | Georgia | 13.1391 | A: Non Food-Service Buildings with Small Packaged Units | 0.00057105 | 0.00081769 | 0 | 0 | 0 | 0.0037023 | 0.00052927 | 0.0020233 | 0 | 0 | 0.0010822 | 0 | 0 | 0 | 0 | 0.0047845 | 0.00052927 | 0.0020233 | 0 | 0 | 0.007337 | 163654.1459
9131 | hvac_0015 | Hydronic Water-to-Water Geothermal Heat Pump | FALSE | 1.3742 | Mercantile | GA, Bibb County | 52001_64000 | Small Packaged Unit | gen2_t8_halogen | Georgia | 39.749 | C: Strip Malls with some Food-Service with Small Packaged Units | 0.00087686 | 0.0010694 | 0 | 0 | 0 | 0.0031024 | 0.001953 | 0.0011066 | 0 | 0.00046791 | 0.000102 | 0.0011915 | 0.0028865 | 0 | 0 | 0.0032044 | 0.0031445 | 0.0011066 | 0 | 0.0033544 | 0.01081 | 79702.5938
9133 | hvac_0015 | Hydronic Water-to-Water Geothermal Heat Pump | FALSE | 0.98347 | Mercantile | GA, Bibb County | 30001_40000 | Small Packaged Unit | gen3_t5_cfl | Georgia | 30.8384 | C: Strip Malls with some Food-Service with Small Packaged Units | 0.000281 | 0.00036073 | 0 | 0 | 0 | 0.00094389 | 0.00071723 | 0.00048214 | 0 | 0.0001246 | 0.00049615 | 0.00017442 | 0.00068357 | 0 | 0 | 0.00144 | 0.00089165 | 0.00048214 | 0 | 0.00080817 | 0.003622 | 34421.532
11585 | hvac_0015 | Hydronic Water-to-Water Geothermal Heat Pump | FALSE | 1.4211 | Mercantile | GA, Bibb County | 80001_100000 | Small Packaged Unit | gen2_t8_halogen | Georgia | 30.9256 | C: Strip Malls with some Food-Service with Small Packaged Units | 0.0010842 | 0.0013555 | 0 | 0 | 0 | 0.004362 | 0.0016797 | 0.0020349 | 0 | 0.00059028 | 0.00077116 | 0.00034655 | 0.0037119 | 0 | 0 | 0.0051331 | 0.0020262 | 0.0020349 | 0 | 0.0043022 | 0.013496 | 127900.4806
26621 | hvac_0015 | Hydronic Water-to-Water Geothermal Heat Pump | FALSE | 0.0042096 | Mercantile | GA, Bibb County | 600001_1mil | Small Packaged Unit | gen2_t8_halogen | Georgia | 11.6991 | A: Non Food-Service Buildings with Small Packaged Units | 1.0935e-05 | 1.6021e-05 | 0 | 0 | 0 | 8.0888e-05 | 1.1117e-05 | 4.2431e-05 | 0 | 0 | 0 | 0 | 0 | 0 | 0 | 8.0888e-05 | 1.1117e-05 | 4.2431e-05 | 0 | 0 | 0.00013444 | 3367.7194
44082 | hvac_0015 | Hydronic Water-to-Water Geothermal Heat Pump | FALSE | 0.023207 | Mercantile | GA, Bibb County | 400001_600000 | Small Packaged Unit | gen2_t8_halogen | Georgia | 25.3556 | C: Strip Malls with some Food-Service with Small Packaged Units | 8.956e-05 | 0.00011929 | 0 | 0 | 0 | 0.00051506 | 9.2863e-05 | 0.00017079 | 0 | 0.00021859 | 0 | 6.5991e-06 | 0 | 0 | 0 | 0.00051506 | 9.9462e-05 | 0.00017079 | 0 | 0.00021859 | 0.0010039 | 11603.6163
419 | hvac_0016 | Packaged Water-to-Air Geothermal Heat Pump | TRUE | 45.2941 | Mercantile | GA, Bibb County | 1001_3000 | Other HVAC | gen2_t8_halogen | Georgia | 23.4681 | G: Buildings with Furnace-Based Multizone Systems | 0.00071316 | 0.0008211 | 0 | 0 | 0 | 0.0023715 | 0.00069848 | 0.0025565 | 0 | 0.00079937 | 0 | 0 | 0.00082813 | 0 | 0 | 0.0023715 | 0.00069848 | 0.0025565 | 0 | 0.0016275 | 0.007254 | 90588.2075
420 | hvac_0016 | Packaged Water-to-Air Geothermal Heat Pump | TRUE | 11.3334 | Mercantile | GA, Bibb County | 8001_12000 | Small Packaged Unit | gen2_t8_halogen | Georgia | 34.4122 | C: Strip Malls with some Food-Service with Small Packaged Units | 0.00107 | 0.001241 | 0 | 0 | 0 | 0.0032184 | 0.00085259 | 0.0018572 | 0 | 0.00079233 | 0 | 0.0021915 | 0.0043957 | 0 | 0 | 0.0032184 | 0.0030441 | 0.0018572 | 0 | 0.0051881 | 0.013308 | 113333.9761
421 | hvac_0016 | Packaged Water-to-Air Geothermal Heat Pump | TRUE | 5.2913 | Mercantile | GA, Bibb County | 12001_30000 | Small Packaged Unit | gen2_t8_halogen | Georgia | 34.9905 | C: Strip Malls with some Food-Service with Small Packaged Units | 0.0011094 | 0.0012883 | 0 | 0 | 0 | 0.0031945 | 0.0020372 | 0.0020115 | 0 | 0.00043406 | 0 | 0.0034184 | 0.002171 | 0 | 0 | 0.0031945 | 0.0054556 | 0.0020115 | 0 | 0.002605 | 0.013267 | 111116.9782
423 | hvac_0016 | Packaged Water-to-Air Geothermal Heat Pump | TRUE | 22.5677 | Mercantile | GA, Bibb County | 3001_8000 | Small Packaged Unit | gen3_t5_cfl | Georgia | 31.4348 | C: Strip Malls with some Food-Service with Small Packaged Units | 0.0012373 | 0.0014111 | 0 | 0 | 0 | 0.0035016 | 0.0033137 | 0.0021039 | 0 | 0.001044 | 0 | 0 | 0.0033501 | 0 | 0 | 0.0035016 | 0.0033137 | 0.0021039 | 0 | 0.0043942 | 0.013313 | 124122.3299
869 | hvac_0016 | Packaged Water-to-Air Geothermal Heat Pump | TRUE | 63.8799 | Mercantile | GA, Bibb County | _1000 | Small Packaged Unit | gen1_t12_incandescent | Georgia | 17.4694 | A: Non Food-Service Buildings with Small Packaged Units | 0.00038592 | 0.00045055 | 0 | 0 | 0 | 0.0016826 | 0.00024885 | 0.0018152 | 0 | 0 | 6.1152e-05 | 0 | 0 | 0 | 0 | 0.0017437 | 0.00024885 | 0.0018152 | 0 | 0 | 0.0038078 | 63879.8711
6095 | hvac_0016 | Packaged Water-to-Air Geothermal Heat Pump | TRUE | 0.80023 | Mercantile | GA, Bibb County | 150001_200000 | Small Packaged Unit | gen5_led | Georgia | 8.9378 | A: Non Food-Service Buildings with Small Packaged Units | 0.00044979 | 0.00050894 | 0 | 0 | 0 | 0.0015971 | 0.0010753 | 0.0015984 | 0 | 0 | 4.5508e-08 | 0 | 0 | 0 | 0 | 0.0015971 | 0.0010753 | 0.0015984 | 0 | 0 | 0.0042708 | 140040.3602
6098 | hvac_0016 | Packaged Water-to-Air Geothermal Heat Pump | TRUE | 1.949 | Mercantile | GA, Bibb County | 100001_150000 | Small Packaged Unit | gen2_t8_halogen | Georgia | 12.9544 | A: Non Food-Service Buildings with Small Packaged Units | 0.0010915 | 0.001283 | 0 | 0 | 0 | 0.0055468 | 0.0013099 | 0.0039071 | 0 | 0 | 4.9138e-06 | 0 | 0 | 0 | 0 | 0.0055517 | 0.0013099 | 0.0039071 | 0 | 0 | 0.010769 | 243624.7109
6099 | hvac_0016 | Packaged Water-to-Air Geothermal Heat Pump | TRUE | 2.4907 | Mercantile | GA, Bibb County | 40001_52000 | Small Packaged Unit | gen2_t8_halogen | Georgia | 12.5316 | A: Non Food-Service Buildings with Small Packaged Units | 0.00050069 | 0.00058357 | 0 | 0 | 0 | 0.0024194 | 0.00061605 | 0.0018591 | 0 | 0 | 4.4381e-06 | 0 | 0 | 0 | 0 | 0.0024239 | 0.00061605 | 0.0018591 | 0 | 0 | 0.004899 | 114570.9445
6101 | hvac_0016 | Packaged Water-to-Air Geothermal Heat Pump | TRUE | 0.60833 | Mercantile | GA, Bibb County | 200001_400000 | Small Packaged Unit | gen2_t8_halogen | Georgia | 11.3945 | A: Non Food-Service Buildings with Small Packaged Units | 0.00072953 | 0.00084546 | 0 | 0 | 0 | 0.0029811 | 0.0014008 | 0.0027117 | 0 | 0 | 1.9489e-06 | 0 | 0 | 0 | 0 | 0.002983 | 0.0014008 | 0.0027117 | 0 | 0 | 0.0070955 | 182499.55
6103 | hvac_0016 | Packaged Water-to-Air Geothermal Heat Pump | TRUE | 2.4894 | Mercantile | GA, Bibb County | 64001_70000 | Small Packaged Unit | gen2_t8_halogen | Georgia | 11.3552 | A: Non Food-Service Buildings with Small Packaged Units | 0.00063817 | 0.00076976 | 0 | 0 | 0 | 0.0030394 | 0.0008044 | 0.002612 | 0 | 0 | 6.6302e-06 | 0 | 0 | 0 | 0 | 0.003046 | 0.0008044 | 0.002612 | 0 | 0 | 0.0064624 | 166790.5501
6104 | hvac_0016 | Packaged Water-to-Air Geothermal Heat Pump | TRUE | 2.1821 | Mercantile | GA, Bibb County | 70001_80000 | Small Packaged Unit | gen2_t8_halogen | Georgia | 9.5542 | A: Non Food-Service Buildings with Small Packaged Units | 0.00050569 | 0.00063553 | 0 | 0 | 0 | 0.0027778 | 0.00052927 | 0.0020233 | 0 | 0 | 4.8189e-06 | 0 | 0 | 0 | 0 | 0.0027826 | 0.00052927 | 0.0020233 | 0 | 0 | 0.0053352 | 163654.1459
9131 | hvac_0016 | Packaged Water-to-Air Geothermal Heat Pump | TRUE | 1.3742 | Mercantile | GA, Bibb County | 52001_64000 | Small Packaged Unit | gen2_t8_halogen | Georgia | 34.3101 | C: Strip Malls with some Food-Service with Small Packaged Units | 0.00076813 | 0.00089844 | 0 | 0 | 0 | 0.0017253 | 0.001953 | 0.0011066 | 0 | 0.00046791 | 0 | 0.0011915 | 0.0028865 | 0 | 0 | 0.0017253 | 0.0031445 | 0.0011066 | 0 | 0.0033544 | 0.0093309 | 79702.5938
9133 | hvac_0016 | Packaged Water-to-Air Geothermal Heat Pump | TRUE | 0.98347 | Mercantile | GA, Bibb County | 30001_40000 | Small Packaged Unit | gen3_t5_cfl | Georgia | 27.2683 | C: Strip Malls with some Food-Service with Small Packaged Units | 0.00029178 | 0.00033674 | 0 | 0 | 0 | 0.0010207 | 0.00071723 | 0.00048214 | 0 | 0.0001246 | 0 | 0.00017442 | 0.00068357 | 0 | 0 | 0.0010207 | 0.00089165 | 0.00048214 | 0 | 0.00080817 | 0.0032027 | 34421.532
11585 | hvac_0016 | Packaged Water-to-Air Geothermal Heat Pump | TRUE | 1.4211 | Mercantile | GA, Bibb County | 80001_100000 | Small Packaged Unit | gen2_t8_halogen | Georgia | 26.5613 | C: Strip Malls with some Food-Service with Small Packaged Units | 0.0010297 | 0.0011689 | 0 | 0 | 0 | 0.0032286 | 0.0016797 | 0.0020349 | 0 | 0.00059028 | 0 | 0.00034655 | 0.0037118 | 0 | 0 | 0.0032286 | 0.0020262 | 0.0020349 | 0 | 0.0043021 | 0.011592 | 127900.4806
26621 | hvac_0016 | Packaged Water-to-Air Geothermal Heat Pump | TRUE | 0.0042096 | Mercantile | GA, Bibb County | 600001_1mil | Small Packaged Unit | gen2_t8_halogen | Georgia | 9.078 | A: Non Food-Service Buildings with Small Packaged Units | 9.5814e-06 | 1.2431e-05 | 0 | 0 | 0 | 5.0769e-05 | 1.1117e-05 | 4.2431e-05 | 0 | 0 | 0 | 0 | 0 | 0 | 0 | 5.0769e-05 | 1.1117e-05 | 4.2431e-05 | 0 | 0 | 0.00010432 | 3367.7194
44082 | hvac_0016 | Packaged Water-to-Air Geothermal Heat Pump | TRUE | 0.023207 | Mercantile | GA, Bibb County | 400001_600000 | Small Packaged Unit | gen2_t8_halogen | Georgia | 18.6672 | C: Strip Malls with some Food-Service with Small Packaged Units | 7.0574e-05 | 8.7731e-05 | 0 | 0 | 0 | 0.00025025 | 9.2863e-05 | 0.00017079 | 0 | 0.00021859 | 0 | 6.5991e-06 | 0 | 0 | 0 | 0.00025025 | 9.9462e-05 | 0.00017079 | 0 | 0.00021859 | 0.0007391 | 11603.6163
419 | hvac_0017 | Console Water-to-Air Geothermal Heat Pump | FALSE | 45.2941 | Mercantile | GA, Bibb County | 1001_3000 | Other HVAC | gen2_t8_halogen | Georgia | 28.2125 | G: Buildings with Furnace-Based Multizone Systems | 0.00077067 | 0.0009683 | 0 | 0 | 0 | 0.0033121 | 0.00069848 | 0.0025565 | 0 | 0.00079937 | 0.0005259 | 0 | 0.00082813 | 0 | 0 | 0.003838 | 0.00069848 | 0.0025565 | 0 | 0.0016275 | 0.0087205 | 90588.2075
420 | hvac_0017 | Console Water-to-Air Geothermal Heat Pump | FALSE | 11.3334 | Mercantile | GA, Bibb County | 8001_12000 | Small Packaged Unit | gen2_t8_halogen | Georgia | 44.5453 | C: Strip Malls with some Food-Service with Small Packaged Units | 0.0012951 | 0.0015957 | 0 | 0 | 0 | 0.0049937 | 0.00085259 | 0.0018572 | 0 | 0.00079233 | 0.0021431 | 0.0021915 | 0.0043957 | 0 | 0 | 0.0071369 | 0.0030441 | 0.0018572 | 0 | 0.0051881 | 0.017226 | 113333.9761
421 | hvac_0017 | Console Water-to-Air Geothermal Heat Pump | FALSE | 5.2913 | Mercantile | GA, Bibb County | 12001_30000 | Small Packaged Unit | gen2_t8_halogen | Georgia | 40.9935 | C: Strip Malls with some Food-Service with Small Packaged Units | 0.0012145 | 0.0015271 | 0 | 0 | 0 | 0.0048507 | 0.0020372 | 0.0020115 | 0 | 0.00043406 | 0.00061978 | 0.0034184 | 0.002171 | 0 | 0 | 0.0054705 | 0.0054556 | 0.0020115 | 0 | 0.002605 | 0.015543 | 111116.9782
423 | hvac_0017 | Console Water-to-Air Geothermal Heat Pump | FALSE | 22.5677 | Mercantile | GA, Bibb County | 3001_8000 | Small Packaged Unit | gen3_t5_cfl | Georgia | 44.7535 | C: Strip Malls with some Food-Service with Small Packaged Units | 0.0017258 | 0.001996 | 0 | 0 | 0 | 0.0074748 | 0.0033137 | 0.0021039 | 0 | 0.001044 | 0.0016678 | 0 | 0.0033501 | 0 | 0 | 0.0091425 | 0.0033137 | 0.0021039 | 0 | 0.0043942 | 0.018954 | 124122.3299
869 | hvac_0017 | Console Water-to-Air Geothermal Heat Pump | FALSE | 63.8799 | Mercantile | GA, Bibb County | _1000 | Small Packaged Unit | gen1_t12_incandescent | Georgia | 25.7389 | A: Non Food-Service Buildings with Small Packaged Units | 0.00046873 | 0.00059895 | 0 | 0 | 0 | 0.0022172 | 0.00024885 | 0.0018152 | 0 | 0 | 0.001329 | 0 | 0 | 0 | 0 | 0.0035462 | 0.00024885 | 0.0018152 | 0 | 0 | 0.0056102 | 63879.8711
6095 | hvac_0017 | Console Water-to-Air Geothermal Heat Pump | FALSE | 0.80023 | Mercantile | GA, Bibb County | 150001_200000 | Small Packaged Unit | gen5_led | Georgia | 15.8557 | A: Non Food-Service Buildings with Small Packaged Units | 0.0007369 | 0.00083962 | 0 | 0 | 0 | 0.0036947 | 0.0010753 | 0.0015984 | 0 | 0 | 0.0012081 | 0 | 0 | 0 | 0 | 0.0049028 | 0.0010753 | 0.0015984 | 0 | 0 | 0.0075765 | 140040.3602
6098 | hvac_0017 | Console Water-to-Air Geothermal Heat Pump | FALSE | 1.949 | Mercantile | GA, Bibb County | 100001_150000 | Small Packaged Unit | gen2_t8_halogen | Georgia | 19.3323 | A: Non Food-Service Buildings with Small Packaged Units | 0.001438 | 0.0018209 | 0 | 0 | 0 | 0.0090542 | 0.0013099 | 0.0039071 | 0 | 0 | 0.0017993 | 0 | 0 | 0 | 0 | 0.010854 | 0.0013099 | 0.0039071 | 0 | 0 | 0.016071 | 243624.7109
6099 | hvac_0017 | Console Water-to-Air Geothermal Heat Pump | FALSE | 2.4907 | Mercantile | GA, Bibb County | 40001_52000 | Small Packaged Unit | gen2_t8_halogen | Georgia | 24.1509 | A: Non Food-Service Buildings with Small Packaged Units | 0.00088531 | 0.0010249 | 0 | 0 | 0 | 0.0050521 | 0.00061605 | 0.0018591 | 0 | 0 | 0.0019142 | 0 | 0 | 0 | 0 | 0.0069663 | 0.00061605 | 0.0018591 | 0 | 0 | 0.0094414 | 114570.9445
6101 | hvac_0017 | Console Water-to-Air Geothermal Heat Pump | FALSE | 0.60833 | Mercantile | GA, Bibb County | 200001_400000 | Small Packaged Unit | gen2_t8_halogen | Georgia | 14.4799 | A: Non Food-Service Buildings with Small Packaged Units | 0.00082271 | 0.0010327 | 0 | 0 | 0 | 0.0041054 | 0.0014008 | 0.0027117 | 0 | 0 | 0.00079893 | 0 | 0 | 0 | 0 | 0.0049043 | 0.0014008 | 0.0027117 | 0 | 0 | 0.0090168 | 182499.55
6103 | hvac_0017 | Console Water-to-Air Geothermal Heat Pump | FALSE | 2.4894 | Mercantile | GA, Bibb County | 64001_70000 | Small Packaged Unit | gen2_t8_halogen | Georgia | 20.0652 | A: Non Food-Service Buildings with Small Packaged Units | 0.0010625 | 0.0012733 | 0 | 0 | 0 | 0.006332 | 0.0008044 | 0.002612 | 0 | 0 | 0.0016709 | 0 | 0 | 0 | 0 | 0.008003 | 0.0008044 | 0.002612 | 0 | 0 | 0.011419 | 166790.5501
6104 | hvac_0017 | Console Water-to-Air Geothermal Heat Pump | FALSE | 2.1821 | Mercantile | GA, Bibb County | 70001_80000 | Small Packaged Unit | gen2_t8_halogen | Georgia | 13.1391 | A: Non Food-Service Buildings with Small Packaged Units | 0.00057105 | 0.00081769 | 0 | 0 | 0 | 0.0037023 | 0.00052927 | 0.0020233 | 0 | 0 | 0.0010822 | 0 | 0 | 0 | 0 | 0.0047845 | 0.00052927 | 0.0020233 | 0 | 0 | 0.007337 | 163654.1459
9131 | hvac_0017 | Console Water-to-Air Geothermal Heat Pump | FALSE | 1.3742 | Mercantile | GA, Bibb County | 52001_64000 | Small Packaged Unit | gen2_t8_halogen | Georgia | 39.749 | C: Strip Malls with some Food-Service with Small Packaged Units | 0.00087686 | 0.0010694 | 0 | 0 | 0 | 0.0031024 | 0.001953 | 0.0011066 | 0 | 0.00046791 | 0.000102 | 0.0011915 | 0.0028865 | 0 | 0 | 0.0032044 | 0.0031445 | 0.0011066 | 0 | 0.0033544 | 0.01081 | 79702.5938
9133 | hvac_0017 | Console Water-to-Air Geothermal Heat Pump | FALSE | 0.98347 | Mercantile | GA, Bibb County | 30001_40000 | Small Packaged Unit | gen3_t5_cfl | Georgia | 30.8384 | C: Strip Malls with some Food-Service with Small Packaged Units | 0.000281 | 0.00036073 | 0 | 0 | 0 | 0.00094389 | 0.00071723 | 0.00048214 | 0 | 0.0001246 | 0.00049615 | 0.00017442 | 0.00068357 | 0 | 0 | 0.00144 | 0.00089165 | 0.00048214 | 0 | 0.00080817 | 0.003622 | 34421.532
11585 | hvac_0017 | Console Water-to-Air Geothermal Heat Pump | FALSE | 1.4211 | Mercantile | GA, Bibb County | 80001_100000 | Small Packaged Unit | gen2_t8_halogen | Georgia | 30.9256 | C: Strip Malls with some Food-Service with Small Packaged Units | 0.0010842 | 0.0013555 | 0 | 0 | 0 | 0.004362 | 0.0016797 | 0.0020349 | 0 | 0.00059028 | 0.00077116 | 0.00034655 | 0.0037119 | 0 | 0 | 0.0051331 | 0.0020262 | 0.0020349 | 0 | 0.0043022 | 0.013496 | 127900.4806
26621 | hvac_0017 | Console Water-to-Air Geothermal Heat Pump | FALSE | 0.0042096 | Mercantile | GA, Bibb County | 600001_1mil | Small Packaged Unit | gen2_t8_halogen | Georgia | 11.6991 | A: Non Food-Service Buildings with Small Packaged Units | 1.0935e-05 | 1.6021e-05 | 0 | 0 | 0 | 8.0888e-05 | 1.1117e-05 | 4.2431e-05 | 0 | 0 | 0 | 0 | 0 | 0 | 0 | 8.0888e-05 | 1.1117e-05 | 4.2431e-05 | 0 | 0 | 0.00013444 | 3367.7194
44082 | hvac_0017 | Console Water-to-Air Geothermal Heat Pump | FALSE | 0.023207 | Mercantile | GA, Bibb County | 400001_600000 | Small Packaged Unit | gen2_t8_halogen | Georgia | 25.3556 | C: Strip Malls with some Food-Service with Small Packaged Units | 8.956e-05 | 0.00011929 | 0 | 0 | 0 | 0.00051506 | 9.2863e-05 | 0.00017079 | 0 | 0.00021859 | 0 | 6.5991e-06 | 0 | 0 | 0 | 0.00051506 | 9.9462e-05 | 0.00017079 | 0 | 0.00021859 | 0.0010039 | 11603.6163
419 | hvac_0018 | Standard Performance HP RTU, Electric Backup | TRUE | 45.2941 | Mercantile | GA, Bibb County | 1001_3000 | Other HVAC | gen2_t8_halogen | Georgia | 25.3889 | G: Buildings with Furnace-Based Multizone Systems | 0.00073127 | 0.00089062 | 0 | 0 | 0 | 0.0029416 | 0.00069848 | 0.0025565 | 0 | 0.00079937 | 2.3612e-05 | 0 | 0.00082813 | 0 | 0 | 0.0029652 | 0.00069848 | 0.0025565 | 0 | 0.0016275 | 0.0078477 | 90588.2075
420 | hvac_0018 | Standard Performance HP RTU, Electric Backup | TRUE | 11.3334 | Mercantile | GA, Bibb County | 8001_12000 | Small Packaged Unit | gen2_t8_halogen | Georgia | 38.8814 | C: Strip Malls with some Food-Service with Small Packaged Units | 0.0011888 | 0.001438 | 0 | 0 | 0 | 0.0047759 | 0.00085259 | 0.0018572 | 0 | 0.00079233 | 0.00017069 | 0.0021915 | 0.0043957 | 0 | 0 | 0.0049466 | 0.0030441 | 0.0018572 | 0 | 0.0051881 | 0.015036 | 113333.9761
421 | hvac_0018 | Standard Performance HP RTU, Electric Backup | TRUE | 5.2913 | Mercantile | GA, Bibb County | 12001_30000 | Small Packaged Unit | gen2_t8_halogen | Georgia | 37.7489 | C: Strip Malls with some Food-Service with Small Packaged Units | 0.0011488 | 0.0014128 | 0 | 0 | 0 | 0.0042382 | 0.0020372 | 0.0020115 | 0 | 0.00043406 | 2.1064e-06 | 0.0034184 | 0.002171 | 0 | 0 | 0.0042403 | 0.0054556 | 0.0020115 | 0 | 0.0026051 | 0.014312 | 111116.9782
423 | hvac_0018 | Standard Performance HP RTU, Electric Backup | TRUE | 22.5677 | Mercantile | GA, Bibb County | 3001_8000 | Small Packaged Unit | gen3_t5_cfl | Georgia | 37.7283 | C: Strip Malls with some Food-Service with Small Packaged Units | 0.0014995 | 0.0017246 | 0 | 0 | 0 | 0.0060874 | 0.0033137 | 0.0021039 | 0 | 0.001044 | 7.9999e-05 | 0 | 0.0033501 | 0 | 0 | 0.0061674 | 0.0033137 | 0.0021039 | 0 | 0.0043942 | 0.015979 | 124122.3299
869 | hvac_0018 | Standard Performance HP RTU, Electric Backup | TRUE | 63.8799 | Mercantile | GA, Bibb County | _1000 | Small Packaged Unit | gen1_t12_incandescent | Georgia | 18.775 | A: Non Food-Service Buildings with Small Packaged Units | 0.00039248 | 0.00048443 | 0 | 0 | 0 | 0.0019665 | 0.00024885 | 0.0018152 | 0 | 0 | 6.2363e-05 | 0 | 0 | 0 | 0 | 0.0020289 | 0.00024885 | 0.0018152 | 0 | 0 | 0.0040923 | 63879.8711
6095 | hvac_0018 | Standard Performance HP RTU, Electric Backup | TRUE | 0.80023 | Mercantile | GA, Bibb County | 150001_200000 | Small Packaged Unit | gen5_led | Georgia | 12.4529 | A: Non Food-Service Buildings with Small Packaged Units | 0.00063231 | 0.0007091 | 0 | 0 | 0 | 0.0032768 | 0.0010753 | 0.0015984 | 0 | 0 | 3.7924e-08 | 0 | 0 | 0 | 0 | 0.0032768 | 0.0010753 | 0.0015984 | 0 | 0 | 0.0059505 | 140040.3602
6098 | hvac_0018 | Standard Performance HP RTU, Electric Backup | TRUE | 1.949 | Mercantile | GA, Bibb County | 100001_150000 | Small Packaged Unit | gen2_t8_halogen | Georgia | 15.6459 | A: Non Food-Service Buildings with Small Packaged Units | 0.0012526 | 0.0015496 | 0 | 0 | 0 | 0.0077834 | 0.0013099 | 0.0039071 | 0 | 0 | 5.6712e-06 | 0 | 0 | 0 | 0 | 0.0077891 | 0.0013099 | 0.0039071 | 0 | 0 | 0.013006 | 243624.7109
6099 | hvac_0018 | Standard Performance HP RTU, Electric Backup | TRUE | 2.4907 | Mercantile | GA, Bibb County | 40001_52000 | Small Packaged Unit | gen2_t8_halogen | Georgia | 17.7036 | A: Non Food-Service Buildings with Small Packaged Units | 0.00072465 | 0.00082454 | 0 | 0 | 0 | 0.0044418 | 0.00061605 | 0.0018591 | 0 | 0 | 4.0132e-06 | 0 | 0 | 0 | 0 | 0.0044458 | 0.00061605 | 0.0018591 | 0 | 0 | 0.0069209 | 114570.9445
6101 | hvac_0018 | Standard Performance HP RTU, Electric Backup | TRUE | 0.60833 | Mercantile | GA, Bibb County | 200001_400000 | Small Packaged Unit | gen2_t8_halogen | Georgia | 13.209 | A: Non Food-Service Buildings with Small Packaged Units | 0.00080668 | 0.00098009 | 0 | 0 | 0 | 0.0041107 | 0.0014008 | 0.0027117 | 0 | 0 | 2.2026e-06 | 0 | 0 | 0 | 0 | 0.0041129 | 0.0014008 | 0.0027117 | 0 | 0 | 0.0082254 | 182499.55
6103 | hvac_0018 | Standard Performance HP RTU, Electric Backup | TRUE | 2.4894 | Mercantile | GA, Bibb County | 64001_70000 | Small Packaged Unit | gen2_t8_halogen | Georgia | 16.2858 | A: Non Food-Service Buildings with Small Packaged Units | 0.0009184 | 0.0011042 | 0 | 0 | 0 | 0.0058464 | 0.0008044 | 0.002612 | 0 | 0 | 5.6156e-06 | 0 | 0 | 0 | 0 | 0.005852 | 0.0008044 | 0.002612 | 0 | 0 | 0.0092684 | 166790.5501
6104 | hvac_0018 | Standard Performance HP RTU, Electric Backup | TRUE | 2.1821 | Mercantile | GA, Bibb County | 70001_80000 | Small Packaged Unit | gen2_t8_halogen | Georgia | 11.0934 | A: Non Food-Service Buildings with Small Packaged Units | 0.00055208 | 0.00073801 | 0 | 0 | 0 | 0.0036384 | 0.00052927 | 0.0020233 | 0 | 0 | 3.6814e-06 | 0 | 0 | 0 | 0 | 0.0036421 | 0.00052927 | 0.0020233 | 0 | 0 | 0.0061947 | 163654.1459
9131 | hvac_0018 | Standard Performance HP RTU, Electric Backup | TRUE | 1.3742 | Mercantile | GA, Bibb County | 52001_64000 | Small Packaged Unit | gen2_t8_halogen | Georgia | 38.0579 | C: Strip Malls with some Food-Service with Small Packaged Units | 0.0008478 | 0.0010191 | 0 | 0 | 0 | 0.0027295 | 0.001953 | 0.0011066 | 0 | 0.00046791 | 1.5005e-05 | 0.0011915 | 0.0028865 | 0 | 0 | 0.0027445 | 0.0031445 | 0.0011066 | 0 | 0.0033544 | 0.01035 | 79702.5938
9133 | hvac_0018 | Standard Performance HP RTU, Electric Backup | TRUE | 0.98347 | Mercantile | GA, Bibb County | 30001_40000 | Small Packaged Unit | gen3_t5_cfl | Georgia | 28.134 | C: Strip Malls with some Food-Service with Small Packaged Units | 0.00027861 | 0.00034849 | 0 | 0 | 0 | 0.0011154 | 0.00071723 | 0.00048214 | 0 | 0.0001246 | 7.0377e-06 | 0.00017442 | 0.00068357 | 0 | 0 | 0.0011224 | 0.00089165 | 0.00048214 | 0 | 0.00080817 | 0.0033044 | 34421.532
11585 | hvac_0018 | Standard Performance HP RTU, Electric Backup | TRUE | 1.4211 | Mercantile | GA, Bibb County | 80001_100000 | Small Packaged Unit | gen2_t8_halogen | Georgia | 29.6579 | C: Strip Malls with some Food-Service with Small Packaged Units | 0.0010952 | 0.0013215 | 0 | 0 | 0 | 0.0044185 | 0.0016797 | 0.0020349 | 0 | 0.00059026 | 0.0001613 | 0.00034655 | 0.0037119 | 0 | 0 | 0.0045798 | 0.0020262 | 0.0020349 | 0 | 0.0043022 | 0.012943 | 127900.4806
26621 | hvac_0018 | Standard Performance HP RTU, Electric Backup | TRUE | 0.0042096 | Mercantile | GA, Bibb County | 600001_1mil | Small Packaged Unit | gen2_t8_halogen | Georgia | 10.6119 | A: Non Food-Service Buildings with Small Packaged Units | 1.0347e-05 | 1.4532e-05 | 0 | 0 | 0 | 6.8395e-05 | 1.1117e-05 | 4.2431e-05 | 0 | 0 | 0 | 0 | 0 | 0 | 0 | 6.8395e-05 | 1.1117e-05 | 4.2431e-05 | 0 | 0 | 0.00012194 | 3367.7194
44082 | hvac_0018 | Standard Performance HP RTU, Electric Backup | TRUE | 0.023207 | Mercantile | GA, Bibb County | 400001_600000 | Small Packaged Unit | gen2_t8_halogen | Georgia | 23.0011 | C: Strip Malls with some Food-Service with Small Packaged Units | 8.292e-05 | 0.00010818 | 0 | 0 | 0 | 0.00042185 | 9.2863e-05 | 0.00017079 | 0 | 0.00021859 | 0 | 6.5991e-06 | 0 | 0 | 0 | 0.00042185 | 9.9462e-05 | 0.00017079 | 0 | 0.00021859 | 0.00091069 | 11603.6163
419 | hvac_0019 | Standard Performance HP RTU, Electric Backup + Roof Insulation | TRUE | 45.2941 | Mercantile | GA, Bibb County | 1001_3000 | Other HVAC | gen2_t8_halogen | Georgia | 25.0431 | G: Buildings with Furnace-Based Multizone Systems | 0.00072344 | 0.00087806 | 0 | 0 | 0 | 0.0028381 | 0.00069848 | 0.0025565 | 0 | 0.00079937 | 2.0177e-05 | 0 | 0.00082813 | 0 | 0 | 0.0028583 | 0.00069848 | 0.0025565 | 0 | 0.0016275 | 0.0077408 | 90588.2075
420 | hvac_0019 | Standard Performance HP RTU, Electric Backup + Roof Insulation | TRUE | 11.3334 | Mercantile | GA, Bibb County | 8001_12000 | Small Packaged Unit | gen2_t8_halogen | Georgia | 38.1894 | C: Strip Malls with some Food-Service with Small Packaged Units | 0.0011661 | 0.0014085 | 0 | 0 | 0 | 0.0045542 | 0.00085259 | 0.0018572 | 0 | 0.00079233 | 0.00012482 | 0.0021915 | 0.0043957 | 0 | 0 | 0.004679 | 0.0030441 | 0.0018572 | 0 | 0.0051881 | 0.014768 | 113333.9761
421 | hvac_0019 | Standard Performance HP RTU, Electric Backup + Roof Insulation | TRUE | 5.2913 | Mercantile | GA, Bibb County | 12001_30000 | Small Packaged Unit | gen2_t8_halogen | Georgia | 37.2369 | C: Strip Malls with some Food-Service with Small Packaged Units | 0.0011325 | 0.0013898 | 0 | 0 | 0 | 0.0040451 | 0.0020372 | 0.0020115 | 0 | 0.00043406 | 9.5288e-07 | 0.0034184 | 0.002171 | 0 | 0 | 0.0040461 | 0.0054556 | 0.0020115 | 0 | 0.0026051 | 0.014118 | 111116.9782
423 | hvac_0019 | Standard Performance HP RTU, Electric Backup + Roof Insulation | TRUE | 22.5677 | Mercantile | GA, Bibb County | 3001_8000 | Small Packaged Unit | gen3_t5_cfl | Georgia | 37.4126 | C: Strip Malls with some Food-Service with Small Packaged Units | 0.0014913 | 0.001709 | 0 | 0 | 0 | 0.0059599 | 0.0033137 | 0.0021039 | 0 | 0.001044 | 7.3582e-05 | 0 | 0.0033501 | 0 | 0 | 0.0060335 | 0.0033137 | 0.0021039 | 0 | 0.0043942 | 0.015845 | 124122.3299
869 | hvac_0019 | Standard Performance HP RTU, Electric Backup + Roof Insulation | TRUE | 63.8799 | Mercantile | GA, Bibb County | _1000 | Small Packaged Unit | gen1_t12_incandescent | Georgia | 18.4389 | A: Non Food-Service Buildings with Small Packaged Units | 0.0003858 | 0.00047579 | 0 | 0 | 0 | 0.0018957 | 0.00024885 | 0.0018152 | 0 | 0 | 5.9336e-05 | 0 | 0 | 0 | 0 | 0.001955 | 0.00024885 | 0.0018152 | 0 | 0 | 0.0040191 | 63879.8711
6095 | hvac_0019 | Standard Performance HP RTU, Electric Backup + Roof Insulation | TRUE | 0.80023 | Mercantile | GA, Bibb County | 150001_200000 | Small Packaged Unit | gen5_led | Georgia | 12.3801 | A: Non Food-Service Buildings with Small Packaged Units | 0.00062912 | 0.00070496 | 0 | 0 | 0 | 0.003242 | 0.0010753 | 0.0015984 | 0 | 0 | 3.7924e-08 | 0 | 0 | 0 | 0 | 0.003242 | 0.0010753 | 0.0015984 | 0 | 0 | 0.0059157 | 140040.3602
6098 | hvac_0019 | Standard Performance HP RTU, Electric Backup + Roof Insulation | TRUE | 1.949 | Mercantile | GA, Bibb County | 100001_150000 | Small Packaged Unit | gen2_t8_halogen | Georgia | 14.998 | A: Non Food-Service Buildings with Small Packaged Units | 0.0012121 | 0.0014856 | 0 | 0 | 0 | 0.0072477 | 0.0013099 | 0.0039071 | 0 | 0 | 2.8633e-06 | 0 | 0 | 0 | 0 | 0.0072505 | 0.0013099 | 0.0039071 | 0 | 0 | 0.012468 | 243624.7109
6099 | hvac_0019 | Standard Performance HP RTU, Electric Backup + Roof Insulation | TRUE | 2.4907 | Mercantile | GA, Bibb County | 40001_52000 | Small Packaged Unit | gen2_t8_halogen | Georgia | 17.3415 | A: Non Food-Service Buildings with Small Packaged Units | 0.00071366 | 0.00080774 | 0 | 0 | 0 | 0.0043015 | 0.00061605 | 0.0018591 | 0 | 0 | 2.7384e-06 | 0 | 0 | 0 | 0 | 0.0043043 | 0.00061605 | 0.0018591 | 0 | 0 | 0.0067794 | 114570.9445
6101 | hvac_0019 | Standard Performance HP RTU, Electric Backup + Roof Insulation | TRUE | 0.60833 | Mercantile | GA, Bibb County | 200001_400000 | Small Packaged Unit | gen2_t8_halogen | Georgia | 12.5824 | A: Non Food-Service Buildings with Small Packaged Units | 0.00077546 | 0.00093368 | 0 | 0 | 0 | 0.0037221 | 0.0014008 | 0.0027117 | 0 | 0 | 5.7659e-07 | 0 | 0 | 0 | 0 | 0.0037227 | 0.0014008 | 0.0027117 | 0 | 0 | 0.0078352 | 182499.55
6103 | hvac_0019 | Standard Performance HP RTU, Electric Backup + Roof Insulation | TRUE | 2.4894 | Mercantile | GA, Bibb County | 64001_70000 | Small Packaged Unit | gen2_t8_halogen | Georgia | 16.1801 | A: Non Food-Service Buildings with Small Packaged Units | 0.00091804 | 0.0010971 | 0 | 0 | 0 | 0.0057871 | 0.0008044 | 0.002612 | 0 | 0 | 4.7662e-06 | 0 | 0 | 0 | 0 | 0.0057919 | 0.0008044 | 0.002612 | 0 | 0 | 0.0092083 | 166790.5501
6104 | hvac_0019 | Standard Performance HP RTU, Electric Backup + Roof Insulation | TRUE | 2.1821 | Mercantile | GA, Bibb County | 70001_80000 | Small Packaged Unit | gen2_t8_halogen | Georgia | 10.9328 | A: Non Food-Service Buildings with Small Packaged Units | 0.00054206 | 0.00072736 | 0 | 0 | 0 | 0.0035494 | 0.00052927 | 0.0020233 | 0 | 0 | 3.0196e-06 | 0 | 0 | 0 | 0 | 0.0035524 | 0.00052927 | 0.0020233 | 0 | 0 | 0.006105 | 163654.1459
9131 | hvac_0019 | Standard Performance HP RTU, Electric Backup + Roof Insulation | TRUE | 1.3742 | Mercantile | GA, Bibb County | 52001_64000 | Small Packaged Unit | gen2_t8_halogen | Georgia | 38.0064 | C: Strip Malls with some Food-Service with Small Packaged Units | 0.00084743 | 0.0010175 | 0 | 0 | 0 | 0.0027166 | 0.001953 | 0.0011066 | 0 | 0.00046791 | 1.391e-05 | 0.0011915 | 0.0028865 | 0 | 0 | 0.0027305 | 0.0031445 | 0.0011066 | 0 | 0.0033544 | 0.010336 | 79702.5938
9133 | hvac_0019 | Standard Performance HP RTU, Electric Backup + Roof Insulation | TRUE | 0.98347 | Mercantile | GA, Bibb County | 30001_40000 | Small Packaged Unit | gen3_t5_cfl | Georgia | 27.4905 | C: Strip Malls with some Food-Service with Small Packaged Units | 0.00026955 | 0.00033961 | 0 | 0 | 0 | 0.0010423 | 0.00071723 | 0.00048214 | 0 | 0.0001246 | 4.5303e-06 | 0.00017442 | 0.00068357 | 0 | 0 | 0.0010468 | 0.00089165 | 0.00048214 | 0 | 0.00080817 | 0.0032288 | 34421.532
11585 | hvac_0019 | Standard Performance HP RTU, Electric Backup + Roof Insulation | TRUE | 1.4211 | Mercantile | GA, Bibb County | 80001_100000 | Small Packaged Unit | gen2_t8_halogen | Georgia | 29.1656 | C: Strip Malls with some Food-Service with Small Packaged Units | 0.0010767 | 0.0012974 | 0 | 0 | 0 | 0.0042325 | 0.0016797 | 0.0020349 | 0 | 0.00059028 | 0.00013249 | 0.00034655 | 0.0037119 | 0 | 0 | 0.004365 | 0.0020262 | 0.0020349 | 0 | 0.0043022 | 0.012728 | 127900.4806
26621 | hvac_0019 | Standard Performance HP RTU, Electric Backup + Roof Insulation | TRUE | 0.0042096 | Mercantile | GA, Bibb County | 600001_1mil | Small Packaged Unit | gen2_t8_halogen | Georgia | 10.2323 | A: Non Food-Service Buildings with Small Packaged Units | 9.9776e-06 | 1.4012e-05 | 0 | 0 | 0 | 6.4033e-05 | 1.1117e-05 | 4.2431e-05 | 0 | 0 | 0 | 0 | 0 | 0 | 0 | 6.4033e-05 | 1.1117e-05 | 4.2431e-05 | 0 | 0 | 0.00011758 | 3367.7194
44082 | hvac_0019 | Standard Performance HP RTU, Electric Backup + Roof Insulation | TRUE | 0.023207 | Mercantile | GA, Bibb County | 400001_600000 | Small Packaged Unit | gen2_t8_halogen | Georgia | 22.3986 | C: Strip Malls with some Food-Service with Small Packaged Units | 8.1065e-05 | 0.00010534 | 0 | 0 | 0 | 0.00039799 | 9.2863e-05 | 0.00017079 | 0 | 0.00021859 | 0 | 6.5991e-06 | 0 | 0 | 0 | 0.00039799 | 9.9462e-05 | 0.00017079 | 0 | 0.00021859 | 0.00088683 | 11603.6163
419 | hvac_0020 | Standard Performance HP RTU, Electric Backup, 32F Minimum Compressor Lockout | TRUE | 45.2941 | Mercantile | GA, Bibb County | 1001_3000 | Other HVAC | gen2_t8_halogen | Georgia | 26.1375 | G: Buildings with Furnace-Based Multizone Systems | 0.0007632 | 0.00091816 | 0 | 0 | 0 | 0.0031726 | 0.00069848 | 0.0025565 | 0 | 0.00079937 | 2.3612e-05 | 0 | 0.00082813 | 0 | 0 | 0.0031962 | 0.00069848 | 0.0025565 | 0 | 0.0016275 | 0.0080791 | 90588.2075
420 | hvac_0020 | Standard Performance HP RTU, Electric Backup, 32F Minimum Compressor Lockout | TRUE | 11.3334 | Mercantile | GA, Bibb County | 8001_12000 | Small Packaged Unit | gen2_t8_halogen | Georgia | 39.7989 | C: Strip Malls with some Food-Service with Small Packaged Units | 0.0012357 | 0.0014803 | 0 | 0 | 0 | 0.0051307 | 0.00085259 | 0.0018572 | 0 | 0.00079233 | 0.0001708 | 0.0021915 | 0.0043957 | 0 | 0 | 0.0053015 | 0.0030441 | 0.0018572 | 0 | 0.0051881 | 0.015391 | 113333.9761
421 | hvac_0020 | Standard Performance HP RTU, Electric Backup, 32F Minimum Compressor Lockout | TRUE | 5.2913 | Mercantile | GA, Bibb County | 12001_30000 | Small Packaged Unit | gen2_t8_halogen | Georgia | 38.5735 | C: Strip Malls with some Food-Service with Small Packaged Units | 0.0011915 | 0.0014501 | 0 | 0 | 0 | 0.0045508 | 0.0020372 | 0.0020115 | 0 | 0.00043406 | 2.1565e-06 | 0.0034184 | 0.002171 | 0 | 0 | 0.004553 | 0.0054556 | 0.0020115 | 0 | 0.0026051 | 0.014625 | 111116.9782
423 | hvac_0020 | Standard Performance HP RTU, Electric Backup, 32F Minimum Compressor Lockout | TRUE | 22.5677 | Mercantile | GA, Bibb County | 3001_8000 | Small Packaged Unit | gen3_t5_cfl | Georgia | 38.2505 | C: Strip Malls with some Food-Service with Small Packaged Units | 0.0015309 | 0.0017509 | 0 | 0 | 0 | 0.0063084 | 0.0033137 | 0.0021039 | 0 | 0.001044 | 7.9999e-05 | 0 | 0.0033501 | 0 | 0 | 0.0063884 | 0.0033137 | 0.0021039 | 0 | 0.0043942 | 0.0162 | 124122.3299
869 | hvac_0020 | Standard Performance HP RTU, Electric Backup, 32F Minimum Compressor Lockout | TRUE | 63.8799 | Mercantile | GA, Bibb County | _1000 | Small Packaged Unit | gen1_t12_incandescent | Georgia | 19.3389 | A: Non Food-Service Buildings with Small Packaged Units | 0.00040965 | 0.00049902 | 0 | 0 | 0 | 0.0020895 | 0.00024885 | 0.0018152 | 0 | 0 | 6.2363e-05 | 0 | 0 | 0 | 0 | 0.0021518 | 0.00024885 | 0.0018152 | 0 | 0 | 0.0042152 | 63879.8711
6095 | hvac_0020 | Standard Performance HP RTU, Electric Backup, 32F Minimum Compressor Lockout | TRUE | 0.80023 | Mercantile | GA, Bibb County | 150001_200000 | Small Packaged Unit | gen5_led | Georgia | 12.8587 | A: Non Food-Service Buildings with Small Packaged Units | 0.00065995 | 0.00073221 | 0 | 0 | 0 | 0.0034707 | 0.0010753 | 0.0015984 | 0 | 0 | 3.7924e-08 | 0 | 0 | 0 | 0 | 0.0034707 | 0.0010753 | 0.0015984 | 0 | 0 | 0.0061444 | 140040.3602
6098 | hvac_0020 | Standard Performance HP RTU, Electric Backup, 32F Minimum Compressor Lockout | TRUE | 1.949 | Mercantile | GA, Bibb County | 100001_150000 | Small Packaged Unit | gen2_t8_halogen | Georgia | 15.9916 | A: Non Food-Service Buildings with Small Packaged Units | 0.0012869 | 0.0015839 | 0 | 0 | 0 | 0.0080708 | 0.0013099 | 0.0039071 | 0 | 0 | 5.6712e-06 | 0 | 0 | 0 | 0 | 0.0080765 | 0.0013099 | 0.0039071 | 0 | 0 | 0.013294 | 243624.7109
6099 | hvac_0020 | Standard Performance HP RTU, Electric Backup, 32F Minimum Compressor Lockout | TRUE | 2.4907 | Mercantile | GA, Bibb County | 40001_52000 | Small Packaged Unit | gen2_t8_halogen | Georgia | 18.6655 | A: Non Food-Service Buildings with Small Packaged Units | 0.00077819 | 0.00086935 | 0 | 0 | 0 | 0.0048179 | 0.00061605 | 0.0018591 | 0 | 0 | 4.0132e-06 | 0 | 0 | 0 | 0 | 0.0048219 | 0.00061605 | 0.0018591 | 0 | 0 | 0.007297 | 114570.9445
6101 | hvac_0020 | Standard Performance HP RTU, Electric Backup, 32F Minimum Compressor Lockout | TRUE | 0.60833 | Mercantile | GA, Bibb County | 200001_400000 | Small Packaged Unit | gen2_t8_halogen | Georgia | 13.4096 | A: Non Food-Service Buildings with Small Packaged Units | 0.00082325 | 0.00099498 | 0 | 0 | 0 | 0.0042356 | 0.0014008 | 0.0027117 | 0 | 0 | 2.2141e-06 | 0 | 0 | 0 | 0 | 0.0042378 | 0.0014008 | 0.0027117 | 0 | 0 | 0.0083504 | 182499.55
6103 | hvac_0020 | Standard Performance HP RTU, Electric Backup, 32F Minimum Compressor Lockout | TRUE | 2.4894 | Mercantile | GA, Bibb County | 64001_70000 | Small Packaged Unit | gen2_t8_halogen | Georgia | 16.7762 | A: Non Food-Service Buildings with Small Packaged Units | 0.00095407 | 0.0011375 | 0 | 0 | 0 | 0.0061255 | 0.0008044 | 0.002612 | 0 | 0 | 5.6156e-06 | 0 | 0 | 0 | 0 | 0.0061312 | 0.0008044 | 0.002612 | 0 | 0 | 0.0095476 | 166790.5501
6104 | hvac_0020 | Standard Performance HP RTU, Electric Backup, 32F Minimum Compressor Lockout | TRUE | 2.1821 | Mercantile | GA, Bibb County | 70001_80000 | Small Packaged Unit | gen2_t8_halogen | Georgia | 12.0663 | A: Non Food-Service Buildings with Small Packaged Units | 0.00063283 | 0.00080275 | 0 | 0 | 0 | 0.0041817 | 0.00052927 | 0.0020233 | 0 | 0 | 3.7021e-06 | 0 | 0 | 0 | 0 | 0.0041854 | 0.00052927 | 0.0020233 | 0 | 0 | 0.0067379 | 163654.1459
9131 | hvac_0020 | Standard Performance HP RTU, Electric Backup, 32F Minimum Compressor Lockout | TRUE | 1.3742 | Mercantile | GA, Bibb County | 52001_64000 | Small Packaged Unit | gen2_t8_halogen | Georgia | 38.109 | C: Strip Malls with some Food-Service with Small Packaged Units | 0.00084944 | 0.0010208 | 0 | 0 | 0 | 0.0027434 | 0.001953 | 0.0011066 | 0 | 0.00046791 | 1.5005e-05 | 0.0011915 | 0.0028865 | 0 | 0 | 0.0027584 | 0.0031445 | 0.0011066 | 0 | 0.0033544 | 0.010364 | 79702.5938
9133 | hvac_0020 | Standard Performance HP RTU, Electric Backup, 32F Minimum Compressor Lockout | TRUE | 0.98347 | Mercantile | GA, Bibb County | 30001_40000 | Small Packaged Unit | gen3_t5_cfl | Georgia | 30.2955 | C: Strip Malls with some Food-Service with Small Packaged Units | 0.00031483 | 0.00037874 | 0 | 0 | 0 | 0.0013692 | 0.00071723 | 0.00048214 | 0 | 0.0001246 | 7.0564e-06 | 0.00017442 | 0.00068357 | 0 | 0 | 0.0013763 | 0.00089165 | 0.00048214 | 0 | 0.00080817 | 0.0035582 | 34421.532
11585 | hvac_0020 | Standard Performance HP RTU, Electric Backup, 32F Minimum Compressor Lockout | TRUE | 1.4211 | Mercantile | GA, Bibb County | 80001_100000 | Small Packaged Unit | gen2_t8_halogen | Georgia | 30.7697 | C: Strip Malls with some Food-Service with Small Packaged Units | 0.0011653 | 0.0013793 | 0 | 0 | 0 | 0.0049037 | 0.0016797 | 0.0020349 | 0 | 0.00059028 | 0.00016141 | 0.00034655 | 0.0037119 | 0 | 0 | 0.0050651 | 0.0020262 | 0.0020349 | 0 | 0.0043022 | 0.013428 | 127900.4806
26621 | hvac_0020 | Standard Performance HP RTU, Electric Backup, 32F Minimum Compressor Lockout | TRUE | 0.0042096 | Mercantile | GA, Bibb County | 600001_1mil | Small Packaged Unit | gen2_t8_halogen | Georgia | 11.1779 | A: Non Food-Service Buildings with Small Packaged Units | 1.1172e-05 | 1.5307e-05 | 0 | 0 | 0 | 7.4899e-05 | 1.1117e-05 | 4.2431e-05 | 0 | 0 | 0 | 0 | 0 | 0 | 0 | 7.4899e-05 | 1.1117e-05 | 4.2431e-05 | 0 | 0 | 0.00012845 | 3367.7194
44082 | hvac_0020 | Standard Performance HP RTU, Electric Backup, 32F Minimum Compressor Lockout | TRUE | 0.023207 | Mercantile | GA, Bibb County | 400001_600000 | Small Packaged Unit | gen2_t8_halogen | Georgia | 23.3361 | C: Strip Malls with some Food-Service with Small Packaged Units | 8.4388e-05 | 0.00010976 | 0 | 0 | 0 | 0.00043511 | 9.2863e-05 | 0.00017079 | 0 | 0.00021859 | 0 | 6.5991e-06 | 0 | 0 | 0 | 0.00043511 | 9.9462e-05 | 0.00017079 | 0 | 0.00021859 | 0.00092395 | 11603.6163
419 | hvac_0021 | Cold Climate Challenge HP RTU, Electric Backup | TRUE | 45.2941 | Mercantile | GA, Bibb County | 1001_3000 | Other HVAC | gen2_t8_halogen | Georgia | 23.875 | G: Buildings with Furnace-Based Multizone Systems | 0.00069527 | 0.00083485 | 0 | 0 | 0 | 0.0024737 | 0.00069848 | 0.0025565 | 0 | 0.00079937 | 2.4041e-05 | 0 | 0.00082813 | 0 | 0 | 0.0024977 | 0.00069848 | 0.0025565 | 0 | 0.0016275 | 0.0073798 | 90588.2075
420 | hvac_0021 | Cold Climate Challenge HP RTU, Electric Backup | TRUE | 11.3334 | Mercantile | GA, Bibb County | 8001_12000 | Small Packaged Unit | gen2_t8_halogen | Georgia | 37.0242 | C: Strip Malls with some Food-Service with Small Packaged Units | 0.0011287 | 0.0013524 | 0 | 0 | 0 | 0.0040577 | 0.00085259 | 0.0018572 | 0 | 0.00079233 | 0.0001708 | 0.0021915 | 0.0043957 | 0 | 0 | 0.0042285 | 0.0030441 | 0.0018572 | 0 | 0.0051881 | 0.014318 | 113333.9761
421 | hvac_0021 | Cold Climate Challenge HP RTU, Electric Backup | TRUE | 5.2913 | Mercantile | GA, Bibb County | 12001_30000 | Small Packaged Unit | gen2_t8_halogen | Georgia | 36.4128 | C: Strip Malls with some Food-Service with Small Packaged Units | 0.0011128 | 0.0013525 | 0 | 0 | 0 | 0.0037316 | 0.0020372 | 0.0020115 | 0 | 0.00043406 | 2.1565e-06 | 0.0034184 | 0.002171 | 0 | 0 | 0.0037337 | 0.0054556 | 0.0020115 | 0 | 0.0026051 | 0.013806 | 111116.9782
423 | hvac_0021 | Cold Climate Challenge HP RTU, Electric Backup | TRUE | 22.5677 | Mercantile | GA, Bibb County | 3001_8000 | Small Packaged Unit | gen3_t5_cfl | Georgia | 35.0955 | C: Strip Malls with some Food-Service with Small Packaged Units | 0.0013802 | 0.0015917 | 0 | 0 | 0 | 0.0049723 | 0.0033137 | 0.0021039 | 0 | 0.0010438 | 7.9785e-05 | 0 | 0.0033501 | 0 | 0 | 0.0050521 | 0.0033137 | 0.0021039 | 0 | 0.0043939 | 0.014864 | 124122.3299
869 | hvac_0021 | Cold Climate Challenge HP RTU, Electric Backup | TRUE | 63.8799 | Mercantile | GA, Bibb County | _1000 | Small Packaged Unit | gen1_t12_incandescent | Georgia | 17.1611 | A: Non Food-Service Buildings with Small Packaged Units | 0.00036468 | 0.00044247 | 0 | 0 | 0 | 0.0016142 | 0.00024885 | 0.0018152 | 0 | 0 | 6.2968e-05 | 0 | 0 | 0 | 0 | 0.0016771 | 0.00024885 | 0.0018152 | 0 | 0 | 0.0037406 | 63879.8711
6095 | hvac_0021 | Cold Climate Challenge HP RTU, Electric Backup | TRUE | 0.80023 | Mercantile | GA, Bibb County | 150001_200000 | Small Packaged Unit | gen5_led | Georgia | 10.8659 | A: Non Food-Service Buildings with Small Packaged Units | 0.00055154 | 0.00061873 | 0 | 0 | 0 | 0.0025184 | 0.0010753 | 0.0015984 | 0 | 0 | 3.7924e-08 | 0 | 0 | 0 | 0 | 0.0025185 | 0.0010753 | 0.0015984 | 0 | 0 | 0.0051921 | 140040.3602
6098 | hvac_0021 | Cold Climate Challenge HP RTU, Electric Backup | TRUE | 1.949 | Mercantile | GA, Bibb County | 100001_150000 | Small Packaged Unit | gen2_t8_halogen | Georgia | 13.6551 | A: Non Food-Service Buildings with Small Packaged Units | 0.0011024 | 0.0013524 | 0 | 0 | 0 | 0.0061287 | 0.0013099 | 0.0039071 | 0 | 0 | 5.4865e-06 | 0 | 0 | 0 | 0 | 0.0061341 | 0.0013099 | 0.0039071 | 0 | 0 | 0.011351 | 243624.7109
6099 | hvac_0021 | Cold Climate Challenge HP RTU, Electric Backup | TRUE | 2.4907 | Mercantile | GA, Bibb County | 40001_52000 | Small Packaged Unit | gen2_t8_halogen | Georgia | 14.9411 | A: Non Food-Service Buildings with Small Packaged Units | 0.00060697 | 0.00069586 | 0 | 0 | 0 | 0.0033621 | 0.00061605 | 0.0018591 | 0 | 0 | 3.8243e-06 | 0 | 0 | 0 | 0 | 0.0033659 | 0.00061605 | 0.0018591 | 0 | 0 | 0.005841 | 114570.9445
6101 | hvac_0021 | Cold Climate Challenge HP RTU, Electric Backup | TRUE | 0.60833 | Mercantile | GA, Bibb County | 200001_400000 | Small Packaged Unit | gen2_t8_halogen | Georgia | 11.961 | A: Non Food-Service Buildings with Small Packaged Units | 0.00073889 | 0.00088748 | 0 | 0 | 0 | 0.0033336 | 0.0014008 | 0.0027117 | 0 | 0 | 2.2141e-06 | 0 | 0 | 0 | 0 | 0.0033358 | 0.0014008 | 0.0027117 | 0 | 0 | 0.0074483 | 182499.55
6103 | hvac_0021 | Cold Climate Challenge HP RTU, Electric Backup | TRUE | 2.4894 | Mercantile | GA, Bibb County | 64001_70000 | Small Packaged Unit | gen2_t8_halogen | Georgia | 14.7121 | A: Non Food-Service Buildings with Small Packaged Units | 0.00083841 | 0.00099748 | 0 | 0 | 0 | 0.0049508 | 0.0008044 | 0.002612 | 0 | 0 | 5.6156e-06 | 0 | 0 | 0 | 0 | 0.0049565 | 0.0008044 | 0.002612 | 0 | 0 | 0.0083729 | 166790.5501
6104 | hvac_0021 | Cold Climate Challenge HP RTU, Electric Backup | TRUE | 2.1821 | Mercantile | GA, Bibb County | 70001_80000 | Small Packaged Unit | gen2_t8_halogen | Georgia | 9.9632 | A: Non Food-Service Buildings with Small Packaged Units | 0.00050477 | 0.00066281 | 0 | 0 | 0 | 0.0030073 | 0.00052927 | 0.0020233 | 0 | 0 | 3.7021e-06 | 0 | 0 | 0 | 0 | 0.003011 | 0.00052927 | 0.0020233 | 0 | 0 | 0.0055636 | 163654.1459
9131 | hvac_0021 | Cold Climate Challenge HP RTU, Electric Backup | TRUE | 1.3742 | Mercantile | GA, Bibb County | 52001_64000 | Small Packaged Unit | gen2_t8_halogen | Georgia | 36.3898 | C: Strip Malls with some Food-Service with Small Packaged Units | 0.00080714 | 0.00096505 | 0 | 0 | 0 | 0.0022759 | 0.001953 | 0.0011066 | 0 | 0.00046791 | 1.4978e-05 | 0.0011915 | 0.0028865 | 0 | 0 | 0.0022909 | 0.0031445 | 0.0011066 | 0 | 0.0033544 | 0.0098964 | 79702.5938
9133 | hvac_0021 | Cold Climate Challenge HP RTU, Electric Backup | TRUE | 0.98347 | Mercantile | GA, Bibb County | 30001_40000 | Small Packaged Unit | gen3_t5_cfl | Georgia | 26.9837 | C: Strip Malls with some Food-Service with Small Packaged Units | 0.00026966 | 0.00033238 | 0 | 0 | 0 | 0.00098011 | 0.00071723 | 0.00048214 | 0 | 0.0001246 | 7.1962e-06 | 0.00017442 | 0.00068357 | 0 | 0 | 0.00098731 | 0.00089165 | 0.00048214 | 0 | 0.00080817 | 0.0031693 | 34421.532
11585 | hvac_0021 | Cold Climate Challenge HP RTU, Electric Backup | TRUE | 1.4211 | Mercantile | GA, Bibb County | 80001_100000 | Small Packaged Unit | gen2_t8_halogen | Georgia | 28.0516 | C: Strip Malls with some Food-Service with Small Packaged Units | 0.0010426 | 0.0012379 | 0 | 0 | 0 | 0.0037173 | 0.0016797 | 0.0020349 | 0 | 0.00059026 | 0.00016153 | 0.00034655 | 0.0037119 | 0 | 0 | 0.0038788 | 0.0020262 | 0.0020349 | 0 | 0.0043022 | 0.012242 | 127900.4806
26621 | hvac_0021 | Cold Climate Challenge HP RTU, Electric Backup | TRUE | 0.0042096 | Mercantile | GA, Bibb County | 600001_1mil | Small Packaged Unit | gen2_t8_halogen | Georgia | 9.3965 | A: Non Food-Service Buildings with Small Packaged Units | 9.2363e-06 | 1.2867e-05 | 0 | 0 | 0 | 5.4428e-05 | 1.1117e-05 | 4.2431e-05 | 0 | 0 | 0 | 0 | 0 | 0 | 0 | 5.4428e-05 | 1.1117e-05 | 4.2431e-05 | 0 | 0 | 0.00010798 | 3367.7194
44082 | hvac_0021 | Cold Climate Challenge HP RTU, Electric Backup | TRUE | 0.023207 | Mercantile | GA, Bibb County | 400001_600000 | Small Packaged Unit | gen2_t8_halogen | Georgia | 21.0886 | C: Strip Malls with some Food-Service with Small Packaged Units | 7.6692e-05 | 9.9156e-05 | 0 | 0 | 0 | 0.00034612 | 9.2863e-05 | 0.00017079 | 0 | 0.00021859 | 0 | 6.5991e-06 | 0 | 0 | 0 | 0.00034612 | 9.9462e-05 | 0.00017079 | 0 | 0.00021859 | 0.00083496 | 11603.6163
419 | hvac_0022 | Ideal Thermal Air Loads | TRUE | 45.2941 | Mercantile | GA, Bibb County | 1001_3000 | Other HVAC | gen2_t8_halogen | Georgia | 40.3708 | G: Buildings with Furnace-Based Multizone Systems | 0.00050268 | 0.00055875 | 0.0067641 | 0.00066156 | 0 | 0.00017001 | 0.00069848 | 0.0025565 | 0 | 0.00079937 | 0 | 0 | 0.00082813 | 0 | 0 | 0.0075957 | 0.00069848 | 0.0025565 | 0 | 0.0016275 | 0.012479 | 90588.2075
420 | hvac_0022 | Ideal Thermal Air Loads | TRUE | 11.3334 | Mercantile | GA, Bibb County | 8001_12000 | Small Packaged Unit | gen2_t8_halogen | Georgia | 55.9603 | C: Strip Malls with some Food-Service with Small Packaged Units | 0.00080941 | 0.00090987 | 0.0086758 | 0.0024355 | 0 | 0.00043988 | 0.00085259 | 0.0018572 | 0 | 0.00079233 | 0 | 0.0021915 | 0.0043957 | 0 | 0 | 0.011551 | 0.0030441 | 0.0018572 | 0 | 0.0051881 | 0.02164 | 113333.9761
421 | hvac_0022 | Ideal Thermal Air Loads | TRUE | 5.2913 | Mercantile | GA, Bibb County | 12001_30000 | Small Packaged Unit | gen2_t8_halogen | Georgia | 53.3315 | C: Strip Malls with some Food-Service with Small Packaged Units | 0.00085565 | 0.00095733 | 0.0086759 | 0.0010555 | 0 | 0.00041696 | 0.0020372 | 0.0020115 | 0 | 0.00043406 | 0 | 0.0034184 | 0.002171 | 0 | 0 | 0.010148 | 0.0054556 | 0.0020115 | 0 | 0.0026051 | 0.02022 | 111116.9782
423 | hvac_0022 | Ideal Thermal Air Loads | TRUE | 22.5677 | Mercantile | GA, Bibb County | 3001_8000 | Small Packaged Unit | gen3_t5_cfl | Georgia | 50.5318 | C: Strip Malls with some Food-Service with Small Packaged Units | 0.00088557 | 0.0010117 | 0.010797 | 0.00064256 | 0 | 0.00014973 | 0.0033137 | 0.0021039 | 0 | 0.001044 | 0 | 0 | 0.0033501 | 0 | 0 | 0.01159 | 0.0033137 | 0.0021039 | 0 | 0.0043942 | 0.021401 | 124122.3299
869 | hvac_0022 | Ideal Thermal Air Loads | TRUE | 63.8799 | Mercantile | GA, Bibb County | _1000 | Small Packaged Unit | gen1_t12_incandescent | Georgia | 34.3167 | A: Non Food-Service Buildings with Small Packaged Units | 0.00022159 | 0.00024594 | 0.0040106 | 0.0014053 | 0 | 0 | 0.00024885 | 0.0018152 | 0 | 0 | 0 | 0 | 0 | 0 | 0 | 0.0054159 | 0.00024885 | 0.0018152 | 0 | 0 | 0.0074799 | 63879.8711
6095 | hvac_0022 | Ideal Thermal Air Loads | TRUE | 0.80023 | Mercantile | GA, Bibb County | 150001_200000 | Small Packaged Unit | gen5_led | Georgia | 15.8863 | A: Non Food-Service Buildings with Small Packaged Units | 0.00028783 | 0.00031861 | 0.0045472 | 0.0003702 | 0 | 0 | 0.0010753 | 0.0015984 | 0 | 0 | 0 | 0 | 0 | 0 | 0 | 0.0049174 | 0.0010753 | 0.0015984 | 0 | 0 | 0.007591 | 140040.3602
6098 | hvac_0022 | Ideal Thermal Air Loads | TRUE | 1.949 | Mercantile | GA, Bibb County | 100001_150000 | Small Packaged Unit | gen2_t8_halogen | Georgia | 26.849 | A: Non Food-Service Buildings with Small Packaged Units | 0.00054367 | 0.00062171 | 0.014391 | 0.0027113 | 0 | 0 | 0.0013099 | 0.0039071 | 0 | 0 | 0 | 0 | 0 | 0 | 0 | 0.017102 | 0.0013099 | 0.0039071 | 0 | 0 | 0.022319 | 243624.7109
6099 | hvac_0022 | Ideal Thermal Air Loads | TRUE | 2.4907 | Mercantile | GA, Bibb County | 40001_52000 | Small Packaged Unit | gen2_t8_halogen | Georgia | 24.4072 | A: Non Food-Service Buildings with Small Packaged Units | 0.00024875 | 0.00029495 | 0.0057417 | 0.0013248 | 0 | 0 | 0.00061605 | 0.0018591 | 0 | 0 | 0 | 0 | 0 | 0 | 0 | 0.0070665 | 0.00061605 | 0.0018591 | 0 | 0 | 0.0095416 | 114570.9445
6101 | hvac_0022 | Ideal Thermal Air Loads | TRUE | 0.60833 | Mercantile | GA, Bibb County | 200001_400000 | Small Packaged Unit | gen2_t8_halogen | Georgia | 21.1734 | A: Non Food-Service Buildings with Small Packaged Units | 0.00043406 | 0.00049008 | 0.0079607 | 0.0011117 | 0 | 0 | 0.0014008 | 0.0027117 | 0 | 0 | 0 | 0 | 0 | 0 | 0 | 0.0090724 | 0.0014008 | 0.0027117 | 0 | 0 | 0.013185 | 182499.55
6103 | hvac_0022 | Ideal Thermal Air Loads | TRUE | 2.4894 | Mercantile | GA, Bibb County | 64001_70000 | Small Packaged Unit | gen2_t8_halogen | Georgia | 21.6379 | A: Non Food-Service Buildings with Small Packaged Units | 0.00034739 | 0.00040713 | 0.0074863 | 0.0014116 | 0 | 0 | 0.0008044 | 0.002612 | 0 | 0 | 0 | 0 | 0 | 0 | 0 | 0.008898 | 0.0008044 | 0.002612 | 0 | 0 | 0.012314 | 166790.5501
6104 | hvac_0022 | Ideal Thermal Air Loads | TRUE | 2.1821 | Mercantile | GA, Bibb County | 70001_80000 | Small Packaged Unit | gen2_t8_halogen | Georgia | 17.6516 | A: Non Food-Service Buildings with Small Packaged Units | 0.00022007 | 0.00030419 | 0.006029 | 0.0012753 | 0 | 0 | 0.00052927 | 0.0020233 | 0 | 0 | 0 | 0 | 0 | 0 | 0 | 0.0073043 | 0.00052927 | 0.0020233 | 0 | 0 | 0.0098569 | 163654.1459
9131 | hvac_0022 | Ideal Thermal Air Loads | TRUE | 1.3742 | Mercantile | GA, Bibb County | 52001_64000 | Small Packaged Unit | gen2_t8_halogen | Georgia | 50.2166 | C: Strip Malls with some Food-Service with Small Packaged Units | 0.0006118 | 0.00070811 | 0.0056644 | 0.00025866 | 0 | 0.00012815 | 0.001953 | 0.0011066 | 0 | 0.00046791 | 0 | 0.0011915 | 0.0028865 | 0 | 0 | 0.0060512 | 0.0031445 | 0.0011066 | 0 | 0.0033544 | 0.013657 | 79702.5938
9133 | hvac_0022 | Ideal Thermal Air Loads | TRUE | 0.98347 | Mercantile | GA, Bibb County | 30001_40000 | Small Packaged Unit | gen3_t5_cfl | Georgia | 37.9348 | C: Strip Malls with some Food-Service with Small Packaged Units | 0.00018626 | 0.00022148 | 0.0016654 | 0.00055457 | 0 | 5.3505e-05 | 0.00071723 | 0.00048214 | 0 | 0.0001246 | 0 | 0.00017442 | 0.00068357 | 0 | 0 | 0.0022735 | 0.00089165 | 0.00048214 | 0 | 0.00080817 | 0.0044555 | 34421.532
11585 | hvac_0022 | Ideal Thermal Air Loads | TRUE | 1.4211 | Mercantile | GA, Bibb County | 80001_100000 | Small Packaged Unit | gen2_t8_halogen | Georgia | 40.8517 | C: Strip Malls with some Food-Service with Small Packaged Units | 0.0007326 | 0.00082852 | 0.0073841 | 0.0017086 | 0 | 0.00037227 | 0.0016797 | 0.0020349 | 0 | 0.00059028 | 0 | 0.00034655 | 0.0037119 | 0 | 0 | 0.009465 | 0.0020262 | 0.0020349 | 0 | 0.0043022 | 0.017828 | 127900.4806
26621 | hvac_0022 | Ideal Thermal Air Loads | TRUE | 0.0042096 | Mercantile | GA, Bibb County | 600001_1mil | Small Packaged Unit | gen2_t8_halogen | Georgia | 16.5899 | A: Non Food-Service Buildings with Small Packaged Units | 4.5962e-06 | 6.3812e-06 | 0.00010927 | 2.7821e-05 | 0 | 0 | 1.1117e-05 | 4.2431e-05 | 0 | 0 | 0 | 0 | 0 | 0 | 0 | 0.00013709 | 1.1117e-05 | 4.2431e-05 | 0 | 0 | 0.00019064 | 3367.7194
44082 | hvac_0022 | Ideal Thermal Air Loads | TRUE | 0.023207 | Mercantile | GA, Bibb County | 400001_600000 | Small Packaged Unit | gen2_t8_halogen | Georgia | 32.3546 | C: Strip Malls with some Food-Service with Small Packaged Units | 5.1206e-05 | 6.3097e-05 | 0.00058176 | 0.00016688 | 0 | 4.354e-05 | 9.2863e-05 | 0.00017079 | 0 | 0.00021859 | 0 | 6.5991e-06 | 0 | 0 | 0 | 0.00079218 | 9.9462e-05 | 0.00017079 | 0 | 0.00021859 | 0.001281 | 11603.6163
419 | ltg_0001 | LED Lighting | TRUE | 45.2941 | Mercantile | GA, Bibb County | 1001_3000 | Other HVAC | gen2_t8_halogen | Georgia | 25.5417 | G: Buildings with Furnace-Based Multizone Systems | 0.00069183 | 0.00086364 | 0 | 0 | 0 | 0.003121 | 0.00069848 | 0.0018014 | 0 | 0.00079937 | 0.00064653 | 0 | 0.00082813 | 0 | 0 | 0.0037676 | 0.00069848 | 0.0018014 | 0 | 0.0016275 | 0.0078949 | 90588.2075
420 | ltg_0001 | LED Lighting | TRUE | 11.3334 | Mercantile | GA, Bibb County | 8001_12000 | Small Packaged Unit | gen2_t8_halogen | Georgia | 43.1394 | C: Strip Malls with some Food-Service with Small Packaged Units | 0.0012552 | 0.0015228 | 0 | 0 | 0 | 0.0048677 | 0.00085259 | 0.0012837 | 0 | 0.00079233 | 0.002299 | 0.0021915 | 0.0043957 | 0 | 0 | 0.0071667 | 0.0030441 | 0.0012837 | 0 | 0.0051881 | 0.016683 | 113333.9761
421 | ltg_0001 | LED Lighting | TRUE | 5.2913 | Mercantile | GA, Bibb County | 12001_30000 | Small Packaged Unit | gen2_t8_halogen | Georgia | 39.2934 | C: Strip Malls with some Food-Service with Small Packaged Units | 0.0011615 | 0.0014452 | 0 | 0 | 0 | 0.0047055 | 0.0020372 | 0.0014159 | 0 | 0.00043406 | 0.00071602 | 0.0034184 | 0.002171 | 0 | 0 | 0.0054215 | 0.0054556 | 0.0014159 | 0 | 0.002605 | 0.014898 | 111116.9782
423 | ltg_0001 | LED Lighting | TRUE | 22.5677 | Mercantile | GA, Bibb County | 3001_8000 | Small Packaged Unit | gen3_t5_cfl | Georgia | 44.4146 | C: Strip Malls with some Food-Service with Small Packaged Units | 0.0017112 | 0.0019778 | 0 | 0 | 0 | 0.0074407 | 0.0033137 | 0.0019726 | 0 | 0.001044 | 0.0016896 | 0 | 0.0033501 | 0 | 0 | 0.0091303 | 0.0033137 | 0.0019726 | 0 | 0.0043942 | 0.018811 | 124122.3299
869 | ltg_0001 | LED Lighting | TRUE | 63.8799 | Mercantile | GA, Bibb County | _1000 | Small Packaged Unit | gen1_t12_incandescent | Georgia | 23.7056 | A: Non Food-Service Buildings with Small Packaged Units | 0.000436 | 0.00053632 | 0 | 0 | 0 | 0.0021131 | 0.00024885 | 0.0012884 | 0 | 0 | 0.0015173 | 0 | 0 | 0 | 0 | 0.0036304 | 0.00024885 | 0.0012884 | 0 | 0 | 0.005167 | 63879.8711
6095 | ltg_0001 | LED Lighting | FALSE | 0.80023 | Mercantile | GA, Bibb County | 150001_200000 | Small Packaged Unit | gen5_led | Georgia | 15.8557 | A: Non Food-Service Buildings with Small Packaged Units | 0.0007369 | 0.00083962 | 0 | 0 | 0 | 0.0036947 | 0.0010753 | 0.0015984 | 0 | 0 | 0.0012081 | 0 | 0 | 0 | 0 | 0.0049028 | 0.0010753 | 0.0015984 | 0 | 0 | 0.0075765 | 140040.3602
6098 | ltg_0001 | LED Lighting | TRUE | 1.949 | Mercantile | GA, Bibb County | 100001_150000 | Small Packaged Unit | gen2_t8_halogen | Georgia | 17.6885 | A: Non Food-Service Buildings with Small Packaged Units | 0.0013032 | 0.0016402 | 0 | 0 | 0 | 0.0086907 | 0.0013099 | 0.0025635 | 0 | 0 | 0.00214 | 0 | 0 | 0 | 0 | 0.010831 | 0.0013099 | 0.0025635 | 0 | 0 | 0.014704 | 243624.7109
6099 | ltg_0001 | LED Lighting | TRUE | 2.4907 | Mercantile | GA, Bibb County | 40001_52000 | Small Packaged Unit | gen2_t8_halogen | Georgia | 22.6348 | A: Non Food-Service Buildings with Small Packaged Units | 0.00082835 | 0.00094336 | 0 | 0 | 0 | 0.0048936 | 0.00061605 | 0.0012165 | 0 | 0 | 0.0021225 | 0 | 0 | 0 | 0 | 0.0070161 | 0.00061605 | 0.0012165 | 0 | 0 | 0.0088487 | 114570.9445
6101 | ltg_0001 | LED Lighting | TRUE | 0.60833 | Mercantile | GA, Bibb County | 200001_400000 | Small Packaged Unit | gen2_t8_halogen | Georgia | 12.886 | A: Non Food-Service Buildings with Small Packaged Units | 0.00072072 | 0.00090157 | 0 | 0 | 0 | 0.0038492 | 0.0014008 | 0.00173 | 0 | 0 | 0.0010443 | 0 | 0 | 0 | 0 | 0.0048935 | 0.0014008 | 0.00173 | 0 | 0 | 0.0080243 | 182499.55
6103 | ltg_0001 | LED Lighting | TRUE | 2.4894 | Mercantile | GA, Bibb County | 64001_70000 | Small Packaged Unit | gen2_t8_halogen | Georgia | 18.6058 | A: Non Food-Service Buildings with Small Packaged Units | 0.00098306 | 0.0011603 | 0 | 0 | 0 | 0.0061318 | 0.0008044 | 0.0017129 | 0 | 0 | 0.0019397 | 0 | 0 | 0 | 0 | 0.0080715 | 0.0008044 | 0.0017129 | 0 | 0 | 0.010589 | 166790.5501
6104 | ltg_0001 | LED Lighting | TRUE | 2.1821 | Mercantile | GA, Bibb County | 70001_80000 | Small Packaged Unit | gen2_t8_halogen | Georgia | 11.8011 | A: Non Food-Service Buildings with Small Packaged Units | 0.00051257 | 0.00071924 | 0 | 0 | 0 | 0.0034845 | 0.00052927 | 0.0013143 | 0 | 0 | 0.0012618 | 0 | 0 | 0 | 0 | 0.0047463 | 0.00052927 | 0.0013143 | 0 | 0 | 0.0065899 | 163654.1459
9131 | ltg_0001 | LED Lighting | TRUE | 1.3742 | Mercantile | GA, Bibb County | 52001_64000 | Small Packaged Unit | gen2_t8_halogen | Georgia | 38.0352 | C: Strip Malls with some Food-Service with Small Packaged Units | 0.00083807 | 0.0010122 | 0 | 0 | 0 | 0.0029779 | 0.001953 | 0.000734 | 0 | 0.00046791 | 0.00013307 | 0.0011915 | 0.0028865 | 0 | 0 | 0.003111 | 0.0031445 | 0.000734 | 0 | 0.0033544 | 0.010344 | 79702.5938
9133 | ltg_0001 | LED Lighting | TRUE | 0.98347 | Mercantile | GA, Bibb County | 30001_40000 | Small Packaged Unit | gen3_t5_cfl | Georgia | 30.6021 | C: Strip Malls with some Food-Service with Small Packaged Units | 0.00027843 | 0.00035682 | 0 | 0 | 0 | 0.00093658 | 0.00071723 | 0.0004501 | 0 | 0.0001246 | 0.00050774 | 0.00017442 | 0.00068357 | 0 | 0 | 0.0014443 | 0.00089165 | 0.0004501 | 0 | 0.00080817 | 0.0035942 | 34421.532
11585 | ltg_0001 | LED Lighting | TRUE | 1.4211 | Mercantile | GA, Bibb County | 80001_100000 | Small Packaged Unit | gen2_t8_halogen | Georgia | 29.2389 | C: Strip Malls with some Food-Service with Small Packaged Units | 0.0010255 | 0.0012591 | 0 | 0 | 0 | 0.0041369 | 0.0016797 | 0.0013588 | 0 | 0.00059028 | 0.0009362 | 0.00034655 | 0.0037119 | 0 | 0 | 0.0050731 | 0.0020262 | 0.0013588 | 0 | 0.0043022 | 0.01276 | 127900.4806
26621 | ltg_0001 | LED Lighting | TRUE | 0.0042096 | Mercantile | GA, Bibb County | 600001_1mil | Small Packaged Unit | gen2_t8_halogen | Georgia | 10.361 | A: Non Food-Service Buildings with Small Packaged Units | 9.8077e-06 | 1.4188e-05 | 0 | 0 | 0 | 8.0687e-05 | 1.1117e-05 | 2.7256e-05 | 0 | 0 | 0 | 0 | 0 | 0 | 0 | 8.0687e-05 | 1.1117e-05 | 2.7256e-05 | 0 | 0 | 0.00011906 | 3367.7194
44082 | ltg_0001 | LED Lighting | TRUE | 0.023207 | Mercantile | GA, Bibb County | 400001_600000 | Small Packaged Unit | gen2_t8_halogen | Georgia | 23.9026 | C: Strip Malls with some Food-Service with Small Packaged Units | 8.565e-05 | 0.00011243 | 0 | 0 | 0 | 0.00051234 | 9.2863e-05 | 0.00011599 | 0 | 0.00021859 | 0 | 6.5991e-06 | 0 | 0 | 0 | 0.00051234 | 9.9462e-05 | 0.00011599 | 0 | 0.00021859 | 0.00094638 | 11603.6163
419 | ppl_0001 | Electric Kitchen Equipment | TRUE | 45.2941 | Mercantile | GA, Bibb County | 1001_3000 | Other HVAC | gen2_t8_halogen | Georgia | 28.2125 | G: Buildings with Furnace-Based Multizone Systems | 0.00077067 | 0.0009683 | 0 | 0 | 0 | 0.0033121 | 0.00069848 | 0.0025565 | 0 | 0.00079937 | 0.0005259 | 0 | 0.00082813 | 0 | 0 | 0.003838 | 0.00069848 | 0.0025565 | 0 | 0.0016275 | 0.0087205 | 90588.2075
420 | ppl_0001 | Electric Kitchen Equipment | TRUE | 11.3334 | Mercantile | GA, Bibb County | 8001_12000 | Small Packaged Unit | gen2_t8_halogen | Georgia | 41.9033 | C: Strip Malls with some Food-Service with Small Packaged Units | 0.0012452 | 0.0015848 | 0 | 0 | 0 | 0.0049252 | 0.0020164 | 0.0018572 | 0 | 0.00079233 | 0.0022177 | 0 | 0.0043957 | 0 | 0 | 0.0071429 | 0.0020164 | 0.0018572 | 0 | 0.0051881 | 0.016205 | 113333.9761
421 | ppl_0001 | Electric Kitchen Equipment | TRUE | 5.2913 | Mercantile | GA, Bibb County | 12001_30000 | Small Packaged Unit | gen2_t8_halogen | Georgia | 37.1779 | C: Strip Malls with some Food-Service with Small Packaged Units | 0.0011423 | 0.0015335 | 0 | 0 | 0 | 0.0047768 | 0.0040795 | 0.0020115 | 0 | 0.00043406 | 0.00062293 | 0 | 0.002171 | 0 | 0 | 0.0053998 | 0.0040795 | 0.0020115 | 0 | 0.002605 | 0.014096 | 111116.9782
423 | ppl_0001 | Electric Kitchen Equipment | TRUE | 22.5677 | Mercantile | GA, Bibb County | 3001_8000 | Small Packaged Unit | gen3_t5_cfl | Georgia | 44.7535 | C: Strip Malls with some Food-Service with Small Packaged Units | 0.0017258 | 0.001996 | 0 | 0 | 0 | 0.0074748 | 0.0033137 | 0.0021039 | 0 | 0.001044 | 0.0016678 | 0 | 0.0033501 | 0 | 0 | 0.0091425 | 0.0033137 | 0.0021039 | 0 | 0.0043942 | 0.018954 | 124122.3299
869 | ppl_0001 | Electric Kitchen Equipment | FALSE | 63.8799 | Mercantile | GA, Bibb County | _1000 | Small Packaged Unit | gen1_t12_incandescent | Georgia | 25.7389 | A: Non Food-Service Buildings with Small Packaged Units | 0.00046873 | 0.00059895 | 0 | 0 | 0 | 0.0022172 | 0.00024885 | 0.0018152 | 0 | 0 | 0.001329 | 0 | 0 | 0 | 0 | 0.0035462 | 0.00024885 | 0.0018152 | 0 | 0 | 0.0056102 | 63879.8711
6095 | ppl_0001 | Electric Kitchen Equipment | FALSE | 0.80023 | Mercantile | GA, Bibb County | 150001_200000 | Small Packaged Unit | gen5_led | Georgia | 15.8557 | A: Non Food-Service Buildings with Small Packaged Units | 0.0007369 | 0.00083962 | 0 | 0 | 0 | 0.0036947 | 0.0010753 | 0.0015984 | 0 | 0 | 0.0012081 | 0 | 0 | 0 | 0 | 0.0049028 | 0.0010753 | 0.0015984 | 0 | 0 | 0.0075765 | 140040.3602
6098 | ppl_0001 | Electric Kitchen Equipment | FALSE | 1.949 | Mercantile | GA, Bibb County | 100001_150000 | Small Packaged Unit | gen2_t8_halogen | Georgia | 19.3323 | A: Non Food-Service Buildings with Small Packaged Units | 0.001438 | 0.0018209 | 0 | 0 | 0 | 0.0090542 | 0.0013099 | 0.0039071 | 0 | 0 | 0.0017993 | 0 | 0 | 0 | 0 | 0.010854 | 0.0013099 | 0.0039071 | 0 | 0 | 0.016071 | 243624.7109
6099 | ppl_0001 | Electric Kitchen Equipment | FALSE | 2.4907 | Mercantile | GA, Bibb County | 40001_52000 | Small Packaged Unit | gen2_t8_halogen | Georgia | 24.1509 | A: Non Food-Service Buildings with Small Packaged Units | 0.00088531 | 0.0010249 | 0 | 0 | 0 | 0.0050521 | 0.00061605 | 0.0018591 | 0 | 0 | 0.0019142 | 0 | 0 | 0 | 0 | 0.0069663 | 0.00061605 | 0.0018591 | 0 | 0 | 0.0094414 | 114570.9445
6101 | ppl_0001 | Electric Kitchen Equipment | FALSE | 0.60833 | Mercantile | GA, Bibb County | 200001_400000 | Small Packaged Unit | gen2_t8_halogen | Georgia | 14.4799 | A: Non Food-Service Buildings with Small Packaged Units | 0.00082271 | 0.0010327 | 0 | 0 | 0 | 0.0041054 | 0.0014008 | 0.0027117 | 0 | 0 | 0.00079893 | 0 | 0 | 0 | 0 | 0.0049043 | 0.0014008 | 0.0027117 | 0 | 0 | 0.0090168 | 182499.55
6103 | ppl_0001 | Electric Kitchen Equipment | FALSE | 2.4894 | Mercantile | GA, Bibb County | 64001_70000 | Small Packaged Unit | gen2_t8_halogen | Georgia | 20.0652 | A: Non Food-Service Buildings with Small Packaged Units | 0.0010625 | 0.0012733 | 0 | 0 | 0 | 0.006332 | 0.0008044 | 0.002612 | 0 | 0 | 0.0016709 | 0 | 0 | 0 | 0 | 0.008003 | 0.0008044 | 0.002612 | 0 | 0 | 0.011419 | 166790.5501
6104 | ppl_0001 | Electric Kitchen Equipment | FALSE | 2.1821 | Mercantile | GA, Bibb County | 70001_80000 | Small Packaged Unit | gen2_t8_halogen | Georgia | 13.1391 | A: Non Food-Service Buildings with Small Packaged Units | 0.00057105 | 0.00081769 | 0 | 0 | 0 | 0.0037023 | 0.00052927 | 0.0020233 | 0 | 0 | 0.0010822 | 0 | 0 | 0 | 0 | 0.0047845 | 0.00052927 | 0.0020233 | 0 | 0 | 0.007337 | 163654.1459
9131 | ppl_0001 | Electric Kitchen Equipment | TRUE | 1.3742 | Mercantile | GA, Bibb County | 52001_64000 | Small Packaged Unit | gen2_t8_halogen | Georgia | 37.4011 | C: Strip Malls with some Food-Service with Small Packaged Units | 0.00084297 | 0.0010554 | 0 | 0 | 0 | 0.0030538 | 0.0025505 | 0.0011066 | 0 | 0.00046791 | 0.00010609 | 0 | 0.0028865 | 0 | 0 | 0.0031599 | 0.0025505 | 0.0011066 | 0 | 0.0033544 | 0.010171 | 79702.5938
9133 | ppl_0001 | Electric Kitchen Equipment | TRUE | 0.98347 | Mercantile | GA, Bibb County | 30001_40000 | Small Packaged Unit | gen3_t5_cfl | Georgia | 30.0015 | C: Strip Malls with some Food-Service with Small Packaged Units | 0.00027547 | 0.00035798 | 0 | 0 | 0 | 0.00093643 | 0.00079747 | 0.00048214 | 0 | 0.0001246 | 0.0004995 | 0 | 0.00068357 | 0 | 0 | 0.0014359 | 0.00079747 | 0.00048214 | 0 | 0.00080817 | 0.0035237 | 34421.532
11585 | ppl_0001 | Electric Kitchen Equipment | TRUE | 1.4211 | Mercantile | GA, Bibb County | 80001_100000 | Small Packaged Unit | gen2_t8_halogen | Georgia | 30.7481 | C: Strip Malls with some Food-Service with Small Packaged Units | 0.0010821 | 0.0013646 | 0 | 0 | 0 | 0.0043651 | 0.0019486 | 0.0020349 | 0 | 0.00059028 | 0.00076812 | 0 | 0.0037119 | 0 | 0 | 0.0051332 | 0.0019486 | 0.0020349 | 0 | 0.0043022 | 0.013419 | 127900.4806
26621 | ppl_0001 | Electric Kitchen Equipment | FALSE | 0.0042096 | Mercantile | GA, Bibb County | 600001_1mil | Small Packaged Unit | gen2_t8_halogen | Georgia | 11.6991 | A: Non Food-Service Buildings with Small Packaged Units | 1.0935e-05 | 1.6021e-05 | 0 | 0 | 0 | 8.0888e-05 | 1.1117e-05 | 4.2431e-05 | 0 | 0 | 0 | 0 | 0 | 0 | 0 | 8.0888e-05 | 1.1117e-05 | 4.2431e-05 | 0 | 0 | 0.00013444 | 3367.7194
44082 | ppl_0001 | Electric Kitchen Equipment | TRUE | 0.023207 | Mercantile | GA, Bibb County | 400001_600000 | Small Packaged Unit | gen2_t8_halogen | Georgia | 25.3182 | C: Strip Malls with some Food-Service with Small Packaged Units | 8.9528e-05 | 0.00011946 | 0 | 0 | 0 | 0.00051506 | 9.7984e-05 | 0.00017079 | 0 | 0.00021859 | 0 | 0 | 0 | 0 | 0 | 0.00051506 | 9.7984e-05 | 0.00017079 | 0 | 0.00021859 | 0.0010024 | 11603.6163
419 | dr_0001 | Demand Flexibility, Thermostat Control, Load Shed for Daily Bldg Peak Reduction | FALSE | 45.2941 | Mercantile | GA, Bibb County | 1001_3000 | Other HVAC | gen2_t8_halogen | Georgia | 28.2125 | G: Buildings with Furnace-Based Multizone Systems | 0.00077067 | 0.0009683 | 0 | 0 | 0 | 0.0033121 | 0.00069848 | 0.0025565 | 0 | 0.00079937 | 0.0005259 | 0 | 0.00082813 | 0 | 0 | 0.003838 | 0.00069848 | 0.0025565 | 0 | 0.0016275 | 0.0087205 | 90588.2075
420 | dr_0001 | Demand Flexibility, Thermostat Control, Load Shed for Daily Bldg Peak Reduction | FALSE | 11.3334 | Mercantile | GA, Bibb County | 8001_12000 | Small Packaged Unit | gen2_t8_halogen | Georgia | 44.5453 | C: Strip Malls with some Food-Service with Small Packaged Units | 0.0012951 | 0.0015957 | 0 | 0 | 0 | 0.0049937 | 0.00085259 | 0.0018572 | 0 | 0.00079233 | 0.0021431 | 0.0021915 | 0.0043957 | 0 | 0 | 0.0071369 | 0.0030441 | 0.0018572 | 0 | 0.0051881 | 0.017226 | 113333.9761
421 | dr_0001 | Demand Flexibility, Thermostat Control, Load Shed for Daily Bldg Peak Reduction | FALSE | 5.2913 | Mercantile | GA, Bibb County | 12001_30000 | Small Packaged Unit | gen2_t8_halogen | Georgia | 40.9935 | C: Strip Malls with some Food-Service with Small Packaged Units | 0.0012145 | 0.0015271 | 0 | 0 | 0 | 0.0048507 | 0.0020372 | 0.0020115 | 0 | 0.00043406 | 0.00061978 | 0.0034184 | 0.002171 | 0 | 0 | 0.0054705 | 0.0054556 | 0.0020115 | 0 | 0.002605 | 0.015543 | 111116.9782
423 | dr_0001 | Demand Flexibility, Thermostat Control, Load Shed for Daily Bldg Peak Reduction | FALSE | 22.5677 | Mercantile | GA, Bibb County | 3001_8000 | Small Packaged Unit | gen3_t5_cfl | Georgia | 44.7535 | C: Strip Malls with some Food-Service with Small Packaged Units | 0.0017258 | 0.001996 | 0 | 0 | 0 | 0.0074748 | 0.0033137 | 0.0021039 | 0 | 0.001044 | 0.0016678 | 0 | 0.0033501 | 0 | 0 | 0.0091425 | 0.0033137 | 0.0021039 | 0 | 0.0043942 | 0.018954 | 124122.3299
869 | dr_0001 | Demand Flexibility, Thermostat Control, Load Shed for Daily Bldg Peak Reduction | FALSE | 63.8799 | Mercantile | GA, Bibb County | _1000 | Small Packaged Unit | gen1_t12_incandescent | Georgia | 25.7389 | A: Non Food-Service Buildings with Small Packaged Units | 0.00046873 | 0.00059895 | 0 | 0 | 0 | 0.0022172 | 0.00024885 | 0.0018152 | 0 | 0 | 0.001329 | 0 | 0 | 0 | 0 | 0.0035462 | 0.00024885 | 0.0018152 | 0 | 0 | 0.0056102 | 63879.8711
6095 | dr_0001 | Demand Flexibility, Thermostat Control, Load Shed for Daily Bldg Peak Reduction | FALSE | 0.80023 | Mercantile | GA, Bibb County | 150001_200000 | Small Packaged Unit | gen5_led | Georgia | 15.8557 | A: Non Food-Service Buildings with Small Packaged Units | 0.0007369 | 0.00083962 | 0 | 0 | 0 | 0.0036947 | 0.0010753 | 0.0015984 | 0 | 0 | 0.0012081 | 0 | 0 | 0 | 0 | 0.0049028 | 0.0010753 | 0.0015984 | 0 | 0 | 0.0075765 | 140040.3602
6098 | dr_0001 | Demand Flexibility, Thermostat Control, Load Shed for Daily Bldg Peak Reduction | FALSE | 1.949 | Mercantile | GA, Bibb County | 100001_150000 | Small Packaged Unit | gen2_t8_halogen | Georgia | 19.3323 | A: Non Food-Service Buildings with Small Packaged Units | 0.001438 | 0.0018209 | 0 | 0 | 0 | 0.0090542 | 0.0013099 | 0.0039071 | 0 | 0 | 0.0017993 | 0 | 0 | 0 | 0 | 0.010854 | 0.0013099 | 0.0039071 | 0 | 0 | 0.016071 | 243624.7109
6099 | dr_0001 | Demand Flexibility, Thermostat Control, Load Shed for Daily Bldg Peak Reduction | FALSE | 2.4907 | Mercantile | GA, Bibb County | 40001_52000 | Small Packaged Unit | gen2_t8_halogen | Georgia | 24.1509 | A: Non Food-Service Buildings with Small Packaged Units | 0.00088531 | 0.0010249 | 0 | 0 | 0 | 0.0050521 | 0.00061605 | 0.0018591 | 0 | 0 | 0.0019142 | 0 | 0 | 0 | 0 | 0.0069663 | 0.00061605 | 0.0018591 | 0 | 0 | 0.0094414 | 114570.9445
6101 | dr_0001 | Demand Flexibility, Thermostat Control, Load Shed for Daily Bldg Peak Reduction | FALSE | 0.60833 | Mercantile | GA, Bibb County | 200001_400000 | Small Packaged Unit | gen2_t8_halogen | Georgia | 14.4799 | A: Non Food-Service Buildings with Small Packaged Units | 0.00082271 | 0.0010327 | 0 | 0 | 0 | 0.0041054 | 0.0014008 | 0.0027117 | 0 | 0 | 0.00079893 | 0 | 0 | 0 | 0 | 0.0049043 | 0.0014008 | 0.0027117 | 0 | 0 | 0.0090168 | 182499.55
6103 | dr_0001 | Demand Flexibility, Thermostat Control, Load Shed for Daily Bldg Peak Reduction | FALSE | 2.4894 | Mercantile | GA, Bibb County | 64001_70000 | Small Packaged Unit | gen2_t8_halogen | Georgia | 20.0652 | A: Non Food-Service Buildings with Small Packaged Units | 0.0010625 | 0.0012733 | 0 | 0 | 0 | 0.006332 | 0.0008044 | 0.002612 | 0 | 0 | 0.0016709 | 0 | 0 | 0 | 0 | 0.008003 | 0.0008044 | 0.002612 | 0 | 0 | 0.011419 | 166790.5501
6104 | dr_0001 | Demand Flexibility, Thermostat Control, Load Shed for Daily Bldg Peak Reduction | FALSE | 2.1821 | Mercantile | GA, Bibb County | 70001_80000 | Small Packaged Unit | gen2_t8_halogen | Georgia | 13.1391 | A: Non Food-Service Buildings with Small Packaged Units | 0.00057105 | 0.00081769 | 0 | 0 | 0 | 0.0037023 | 0.00052927 | 0.0020233 | 0 | 0 | 0.0010822 | 0 | 0 | 0 | 0 | 0.0047845 | 0.00052927 | 0.0020233 | 0 | 0 | 0.007337 | 163654.1459
9131 | dr_0001 | Demand Flexibility, Thermostat Control, Load Shed for Daily Bldg Peak Reduction | FALSE | 1.3742 | Mercantile | GA, Bibb County | 52001_64000 | Small Packaged Unit | gen2_t8_halogen | Georgia | 39.749 | C: Strip Malls with some Food-Service with Small Packaged Units | 0.00087686 | 0.0010694 | 0 | 0 | 0 | 0.0031024 | 0.001953 | 0.0011066 | 0 | 0.00046791 | 0.000102 | 0.0011915 | 0.0028865 | 0 | 0 | 0.0032044 | 0.0031445 | 0.0011066 | 0 | 0.0033544 | 0.01081 | 79702.5938
9133 | dr_0001 | Demand Flexibility, Thermostat Control, Load Shed for Daily Bldg Peak Reduction | FALSE | 0.98347 | Mercantile | GA, Bibb County | 30001_40000 | Small Packaged Unit | gen3_t5_cfl | Georgia | 30.8384 | C: Strip Malls with some Food-Service with Small Packaged Units | 0.000281 | 0.00036073 | 0 | 0 | 0 | 0.00094389 | 0.00071723 | 0.00048214 | 0 | 0.0001246 | 0.00049615 | 0.00017442 | 0.00068357 | 0 | 0 | 0.00144 | 0.00089165 | 0.00048214 | 0 | 0.00080817 | 0.003622 | 34421.532
11585 | dr_0001 | Demand Flexibility, Thermostat Control, Load Shed for Daily Bldg Peak Reduction | FALSE | 1.4211 | Mercantile | GA, Bibb County | 80001_100000 | Small Packaged Unit | gen2_t8_halogen | Georgia | 30.9256 | C: Strip Malls with some Food-Service with Small Packaged Units | 0.0010842 | 0.0013555 | 0 | 0 | 0 | 0.004362 | 0.0016797 | 0.0020349 | 0 | 0.00059028 | 0.00077116 | 0.00034655 | 0.0037119 | 0 | 0 | 0.0051331 | 0.0020262 | 0.0020349 | 0 | 0.0043022 | 0.013496 | 127900.4806
26621 | dr_0001 | Demand Flexibility, Thermostat Control, Load Shed for Daily Bldg Peak Reduction | FALSE | 0.0042096 | Mercantile | GA, Bibb County | 600001_1mil | Small Packaged Unit | gen2_t8_halogen | Georgia | 11.6991 | A: Non Food-Service Buildings with Small Packaged Units | 1.0935e-05 | 1.6021e-05 | 0 | 0 | 0 | 8.0888e-05 | 1.1117e-05 | 4.2431e-05 | 0 | 0 | 0 | 0 | 0 | 0 | 0 | 8.0888e-05 | 1.1117e-05 | 4.2431e-05 | 0 | 0 | 0.00013444 | 3367.7194
44082 | dr_0001 | Demand Flexibility, Thermostat Control, Load Shed for Daily Bldg Peak Reduction | FALSE | 0.023207 | Mercantile | GA, Bibb County | 400001_600000 | Small Packaged Unit | gen2_t8_halogen | Georgia | 25.3556 | C: Strip Malls with some Food-Service with Small Packaged Units | 8.956e-05 | 0.00011929 | 0 | 0 | 0 | 0.00051506 | 9.2863e-05 | 0.00017079 | 0 | 0.00021859 | 0 | 6.5991e-06 | 0 | 0 | 0 | 0.00051506 | 9.9462e-05 | 0.00017079 | 0 | 0.00021859 | 0.0010039 | 11603.6163
419 | dr_0002 | Demand Flexibility, Thermostat Control, Load Shift for Daily Bldg Peak Reduction | FALSE | 45.2941 | Mercantile | GA, Bibb County | 1001_3000 | Other HVAC | gen2_t8_halogen | Georgia | 28.2125 | G: Buildings with Furnace-Based Multizone Systems | 0.00077067 | 0.0009683 | 0 | 0 | 0 | 0.0033121 | 0.00069848 | 0.0025565 | 0 | 0.00079937 | 0.0005259 | 0 | 0.00082813 | 0 | 0 | 0.003838 | 0.00069848 | 0.0025565 | 0 | 0.0016275 | 0.0087205 | 90588.2075
420 | dr_0002 | Demand Flexibility, Thermostat Control, Load Shift for Daily Bldg Peak Reduction | FALSE | 11.3334 | Mercantile | GA, Bibb County | 8001_12000 | Small Packaged Unit | gen2_t8_halogen | Georgia | 44.5453 | C: Strip Malls with some Food-Service with Small Packaged Units | 0.0012951 | 0.0015957 | 0 | 0 | 0 | 0.0049937 | 0.00085259 | 0.0018572 | 0 | 0.00079233 | 0.0021431 | 0.0021915 | 0.0043957 | 0 | 0 | 0.0071369 | 0.0030441 | 0.0018572 | 0 | 0.0051881 | 0.017226 | 113333.9761
421 | dr_0002 | Demand Flexibility, Thermostat Control, Load Shift for Daily Bldg Peak Reduction | FALSE | 5.2913 | Mercantile | GA, Bibb County | 12001_30000 | Small Packaged Unit | gen2_t8_halogen | Georgia | 40.9935 | C: Strip Malls with some Food-Service with Small Packaged Units | 0.0012145 | 0.0015271 | 0 | 0 | 0 | 0.0048507 | 0.0020372 | 0.0020115 | 0 | 0.00043406 | 0.00061978 | 0.0034184 | 0.002171 | 0 | 0 | 0.0054705 | 0.0054556 | 0.0020115 | 0 | 0.002605 | 0.015543 | 111116.9782
423 | dr_0002 | Demand Flexibility, Thermostat Control, Load Shift for Daily Bldg Peak Reduction | FALSE | 22.5677 | Mercantile | GA, Bibb County | 3001_8000 | Small Packaged Unit | gen3_t5_cfl | Georgia | 44.7535 | C: Strip Malls with some Food-Service with Small Packaged Units | 0.0017258 | 0.001996 | 0 | 0 | 0 | 0.0074748 | 0.0033137 | 0.0021039 | 0 | 0.001044 | 0.0016678 | 0 | 0.0033501 | 0 | 0 | 0.0091425 | 0.0033137 | 0.0021039 | 0 | 0.0043942 | 0.018954 | 124122.3299
869 | dr_0002 | Demand Flexibility, Thermostat Control, Load Shift for Daily Bldg Peak Reduction | FALSE | 63.8799 | Mercantile | GA, Bibb County | _1000 | Small Packaged Unit | gen1_t12_incandescent | Georgia | 25.7389 | A: Non Food-Service Buildings with Small Packaged Units | 0.00046873 | 0.00059895 | 0 | 0 | 0 | 0.0022172 | 0.00024885 | 0.0018152 | 0 | 0 | 0.001329 | 0 | 0 | 0 | 0 | 0.0035462 | 0.00024885 | 0.0018152 | 0 | 0 | 0.0056102 | 63879.8711
6095 | dr_0002 | Demand Flexibility, Thermostat Control, Load Shift for Daily Bldg Peak Reduction | FALSE | 0.80023 | Mercantile | GA, Bibb County | 150001_200000 | Small Packaged Unit | gen5_led | Georgia | 15.8557 | A: Non Food-Service Buildings with Small Packaged Units | 0.0007369 | 0.00083962 | 0 | 0 | 0 | 0.0036947 | 0.0010753 | 0.0015984 | 0 | 0 | 0.0012081 | 0 | 0 | 0 | 0 | 0.0049028 | 0.0010753 | 0.0015984 | 0 | 0 | 0.0075765 | 140040.3602
6098 | dr_0002 | Demand Flexibility, Thermostat Control, Load Shift for Daily Bldg Peak Reduction | FALSE | 1.949 | Mercantile | GA, Bibb County | 100001_150000 | Small Packaged Unit | gen2_t8_halogen | Georgia | 19.3323 | A: Non Food-Service Buildings with Small Packaged Units | 0.001438 | 0.0018209 | 0 | 0 | 0 | 0.0090542 | 0.0013099 | 0.0039071 | 0 | 0 | 0.0017993 | 0 | 0 | 0 | 0 | 0.010854 | 0.0013099 | 0.0039071 | 0 | 0 | 0.016071 | 243624.7109
6099 | dr_0002 | Demand Flexibility, Thermostat Control, Load Shift for Daily Bldg Peak Reduction | FALSE | 2.4907 | Mercantile | GA, Bibb County | 40001_52000 | Small Packaged Unit | gen2_t8_halogen | Georgia | 24.1509 | A: Non Food-Service Buildings with Small Packaged Units | 0.00088531 | 0.0010249 | 0 | 0 | 0 | 0.0050521 | 0.00061605 | 0.0018591 | 0 | 0 | 0.0019142 | 0 | 0 | 0 | 0 | 0.0069663 | 0.00061605 | 0.0018591 | 0 | 0 | 0.0094414 | 114570.9445
6101 | dr_0002 | Demand Flexibility, Thermostat Control, Load Shift for Daily Bldg Peak Reduction | FALSE | 0.60833 | Mercantile | GA, Bibb County | 200001_400000 | Small Packaged Unit | gen2_t8_halogen | Georgia | 14.4799 | A: Non Food-Service Buildings with Small Packaged Units | 0.00082271 | 0.0010327 | 0 | 0 | 0 | 0.0041054 | 0.0014008 | 0.0027117 | 0 | 0 | 0.00079893 | 0 | 0 | 0 | 0 | 0.0049043 | 0.0014008 | 0.0027117 | 0 | 0 | 0.0090168 | 182499.55
6103 | dr_0002 | Demand Flexibility, Thermostat Control, Load Shift for Daily Bldg Peak Reduction | FALSE | 2.4894 | Mercantile | GA, Bibb County | 64001_70000 | Small Packaged Unit | gen2_t8_halogen | Georgia | 20.0652 | A: Non Food-Service Buildings with Small Packaged Units | 0.0010625 | 0.0012733 | 0 | 0 | 0 | 0.006332 | 0.0008044 | 0.002612 | 0 | 0 | 0.0016709 | 0 | 0 | 0 | 0 | 0.008003 | 0.0008044 | 0.002612 | 0 | 0 | 0.011419 | 166790.5501
6104 | dr_0002 | Demand Flexibility, Thermostat Control, Load Shift for Daily Bldg Peak Reduction | FALSE | 2.1821 | Mercantile | GA, Bibb County | 70001_80000 | Small Packaged Unit | gen2_t8_halogen | Georgia | 13.1391 | A: Non Food-Service Buildings with Small Packaged Units | 0.00057105 | 0.00081769 | 0 | 0 | 0 | 0.0037023 | 0.00052927 | 0.0020233 | 0 | 0 | 0.0010822 | 0 | 0 | 0 | 0 | 0.0047845 | 0.00052927 | 0.0020233 | 0 | 0 | 0.007337 | 163654.1459
9131 | dr_0002 | Demand Flexibility, Thermostat Control, Load Shift for Daily Bldg Peak Reduction | FALSE | 1.3742 | Mercantile | GA, Bibb County | 52001_64000 | Small Packaged Unit | gen2_t8_halogen | Georgia | 39.749 | C: Strip Malls with some Food-Service with Small Packaged Units | 0.00087686 | 0.0010694 | 0 | 0 | 0 | 0.0031024 | 0.001953 | 0.0011066 | 0 | 0.00046791 | 0.000102 | 0.0011915 | 0.0028865 | 0 | 0 | 0.0032044 | 0.0031445 | 0.0011066 | 0 | 0.0033544 | 0.01081 | 79702.5938
9133 | dr_0002 | Demand Flexibility, Thermostat Control, Load Shift for Daily Bldg Peak Reduction | FALSE | 0.98347 | Mercantile | GA, Bibb County | 30001_40000 | Small Packaged Unit | gen3_t5_cfl | Georgia | 30.8384 | C: Strip Malls with some Food-Service with Small Packaged Units | 0.000281 | 0.00036073 | 0 | 0 | 0 | 0.00094389 | 0.00071723 | 0.00048214 | 0 | 0.0001246 | 0.00049615 | 0.00017442 | 0.00068357 | 0 | 0 | 0.00144 | 0.00089165 | 0.00048214 | 0 | 0.00080817 | 0.003622 | 34421.532
11585 | dr_0002 | Demand Flexibility, Thermostat Control, Load Shift for Daily Bldg Peak Reduction | FALSE | 1.4211 | Mercantile | GA, Bibb County | 80001_100000 | Small Packaged Unit | gen2_t8_halogen | Georgia | 30.9256 | C: Strip Malls with some Food-Service with Small Packaged Units | 0.0010842 | 0.0013555 | 0 | 0 | 0 | 0.004362 | 0.0016797 | 0.0020349 | 0 | 0.00059028 | 0.00077116 | 0.00034655 | 0.0037119 | 0 | 0 | 0.0051331 | 0.0020262 | 0.0020349 | 0 | 0.0043022 | 0.013496 | 127900.4806
26621 | dr_0002 | Demand Flexibility, Thermostat Control, Load Shift for Daily Bldg Peak Reduction | FALSE | 0.0042096 | Mercantile | GA, Bibb County | 600001_1mil | Small Packaged Unit | gen2_t8_halogen | Georgia | 11.6991 | A: Non Food-Service Buildings with Small Packaged Units | 1.0935e-05 | 1.6021e-05 | 0 | 0 | 0 | 8.0888e-05 | 1.1117e-05 | 4.2431e-05 | 0 | 0 | 0 | 0 | 0 | 0 | 0 | 8.0888e-05 | 1.1117e-05 | 4.2431e-05 | 0 | 0 | 0.00013444 | 3367.7194
44082 | dr_0002 | Demand Flexibility, Thermostat Control, Load Shift for Daily Bldg Peak Reduction | FALSE | 0.023207 | Mercantile | GA, Bibb County | 400001_600000 | Small Packaged Unit | gen2_t8_halogen | Georgia | 25.3556 | C: Strip Malls with some Food-Service with Small Packaged Units | 8.956e-05 | 0.00011929 | 0 | 0 | 0 | 0.00051506 | 9.2863e-05 | 0.00017079 | 0 | 0.00021859 | 0 | 6.5991e-06 | 0 | 0 | 0 | 0.00051506 | 9.9462e-05 | 0.00017079 | 0 | 0.00021859 | 0.0010039 | 11603.6163
419 | dr_0003 | Demand Flexibility, Lighting Control, Load Shed for Daily Bldg Peak Reduction | FALSE | 45.2941 | Mercantile | GA, Bibb County | 1001_3000 | Other HVAC | gen2_t8_halogen | Georgia | 28.2125 | G: Buildings with Furnace-Based Multizone Systems | 0.00077067 | 0.0009683 | 0 | 0 | 0 | 0.0033121 | 0.00069848 | 0.0025565 | 0 | 0.00079937 | 0.0005259 | 0 | 0.00082813 | 0 | 0 | 0.003838 | 0.00069848 | 0.0025565 | 0 | 0.0016275 | 0.0087205 | 90588.2075
420 | dr_0003 | Demand Flexibility, Lighting Control, Load Shed for Daily Bldg Peak Reduction | FALSE | 11.3334 | Mercantile | GA, Bibb County | 8001_12000 | Small Packaged Unit | gen2_t8_halogen | Georgia | 44.5453 | C: Strip Malls with some Food-Service with Small Packaged Units | 0.0012951 | 0.0015957 | 0 | 0 | 0 | 0.0049937 | 0.00085259 | 0.0018572 | 0 | 0.00079233 | 0.0021431 | 0.0021915 | 0.0043957 | 0 | 0 | 0.0071369 | 0.0030441 | 0.0018572 | 0 | 0.0051881 | 0.017226 | 113333.9761
421 | dr_0003 | Demand Flexibility, Lighting Control, Load Shed for Daily Bldg Peak Reduction | FALSE | 5.2913 | Mercantile | GA, Bibb County | 12001_30000 | Small Packaged Unit | gen2_t8_halogen | Georgia | 40.9935 | C: Strip Malls with some Food-Service with Small Packaged Units | 0.0012145 | 0.0015271 | 0 | 0 | 0 | 0.0048507 | 0.0020372 | 0.0020115 | 0 | 0.00043406 | 0.00061978 | 0.0034184 | 0.002171 | 0 | 0 | 0.0054705 | 0.0054556 | 0.0020115 | 0 | 0.002605 | 0.015543 | 111116.9782
423 | dr_0003 | Demand Flexibility, Lighting Control, Load Shed for Daily Bldg Peak Reduction | FALSE | 22.5677 | Mercantile | GA, Bibb County | 3001_8000 | Small Packaged Unit | gen3_t5_cfl | Georgia | 44.7535 | C: Strip Malls with some Food-Service with Small Packaged Units | 0.0017258 | 0.001996 | 0 | 0 | 0 | 0.0074748 | 0.0033137 | 0.0021039 | 0 | 0.001044 | 0.0016678 | 0 | 0.0033501 | 0 | 0 | 0.0091425 | 0.0033137 | 0.0021039 | 0 | 0.0043942 | 0.018954 | 124122.3299
869 | dr_0003 | Demand Flexibility, Lighting Control, Load Shed for Daily Bldg Peak Reduction | FALSE | 63.8799 | Mercantile | GA, Bibb County | _1000 | Small Packaged Unit | gen1_t12_incandescent | Georgia | 25.7389 | A: Non Food-Service Buildings with Small Packaged Units | 0.00046873 | 0.00059895 | 0 | 0 | 0 | 0.0022172 | 0.00024885 | 0.0018152 | 0 | 0 | 0.001329 | 0 | 0 | 0 | 0 | 0.0035462 | 0.00024885 | 0.0018152 | 0 | 0 | 0.0056102 | 63879.8711
6095 | dr_0003 | Demand Flexibility, Lighting Control, Load Shed for Daily Bldg Peak Reduction | FALSE | 0.80023 | Mercantile | GA, Bibb County | 150001_200000 | Small Packaged Unit | gen5_led | Georgia | 15.8557 | A: Non Food-Service Buildings with Small Packaged Units | 0.0007369 | 0.00083962 | 0 | 0 | 0 | 0.0036947 | 0.0010753 | 0.0015984 | 0 | 0 | 0.0012081 | 0 | 0 | 0 | 0 | 0.0049028 | 0.0010753 | 0.0015984 | 0 | 0 | 0.0075765 | 140040.3602
6098 | dr_0003 | Demand Flexibility, Lighting Control, Load Shed for Daily Bldg Peak Reduction | FALSE | 1.949 | Mercantile | GA, Bibb County | 100001_150000 | Small Packaged Unit | gen2_t8_halogen | Georgia | 19.3323 | A: Non Food-Service Buildings with Small Packaged Units | 0.001438 | 0.0018209 | 0 | 0 | 0 | 0.0090542 | 0.0013099 | 0.0039071 | 0 | 0 | 0.0017993 | 0 | 0 | 0 | 0 | 0.010854 | 0.0013099 | 0.0039071 | 0 | 0 | 0.016071 | 243624.7109
6099 | dr_0003 | Demand Flexibility, Lighting Control, Load Shed for Daily Bldg Peak Reduction | FALSE | 2.4907 | Mercantile | GA, Bibb County | 40001_52000 | Small Packaged Unit | gen2_t8_halogen | Georgia | 24.1509 | A: Non Food-Service Buildings with Small Packaged Units | 0.00088531 | 0.0010249 | 0 | 0 | 0 | 0.0050521 | 0.00061605 | 0.0018591 | 0 | 0 | 0.0019142 | 0 | 0 | 0 | 0 | 0.0069663 | 0.00061605 | 0.0018591 | 0 | 0 | 0.0094414 | 114570.9445
6101 | dr_0003 | Demand Flexibility, Lighting Control, Load Shed for Daily Bldg Peak Reduction | FALSE | 0.60833 | Mercantile | GA, Bibb County | 200001_400000 | Small Packaged Unit | gen2_t8_halogen | Georgia | 14.4799 | A: Non Food-Service Buildings with Small Packaged Units | 0.00082271 | 0.0010327 | 0 | 0 | 0 | 0.0041054 | 0.0014008 | 0.0027117 | 0 | 0 | 0.00079893 | 0 | 0 | 0 | 0 | 0.0049043 | 0.0014008 | 0.0027117 | 0 | 0 | 0.0090168 | 182499.55
6103 | dr_0003 | Demand Flexibility, Lighting Control, Load Shed for Daily Bldg Peak Reduction | FALSE | 2.4894 | Mercantile | GA, Bibb County | 64001_70000 | Small Packaged Unit | gen2_t8_halogen | Georgia | 20.0652 | A: Non Food-Service Buildings with Small Packaged Units | 0.0010625 | 0.0012733 | 0 | 0 | 0 | 0.006332 | 0.0008044 | 0.002612 | 0 | 0 | 0.0016709 | 0 | 0 | 0 | 0 | 0.008003 | 0.0008044 | 0.002612 | 0 | 0 | 0.011419 | 166790.5501
6104 | dr_0003 | Demand Flexibility, Lighting Control, Load Shed for Daily Bldg Peak Reduction | FALSE | 2.1821 | Mercantile | GA, Bibb County | 70001_80000 | Small Packaged Unit | gen2_t8_halogen | Georgia | 13.1391 | A: Non Food-Service Buildings with Small Packaged Units | 0.00057105 | 0.00081769 | 0 | 0 | 0 | 0.0037023 | 0.00052927 | 0.0020233 | 0 | 0 | 0.0010822 | 0 | 0 | 0 | 0 | 0.0047845 | 0.00052927 | 0.0020233 | 0 | 0 | 0.007337 | 163654.1459
9131 | dr_0003 | Demand Flexibility, Lighting Control, Load Shed for Daily Bldg Peak Reduction | FALSE | 1.3742 | Mercantile | GA, Bibb County | 52001_64000 | Small Packaged Unit | gen2_t8_halogen | Georgia | 39.749 | C: Strip Malls with some Food-Service with Small Packaged Units | 0.00087686 | 0.0010694 | 0 | 0 | 0 | 0.0031024 | 0.001953 | 0.0011066 | 0 | 0.00046791 | 0.000102 | 0.0011915 | 0.0028865 | 0 | 0 | 0.0032044 | 0.0031445 | 0.0011066 | 0 | 0.0033544 | 0.01081 | 79702.5938
9133 | dr_0003 | Demand Flexibility, Lighting Control, Load Shed for Daily Bldg Peak Reduction | FALSE | 0.98347 | Mercantile | GA, Bibb County | 30001_40000 | Small Packaged Unit | gen3_t5_cfl | Georgia | 30.8384 | C: Strip Malls with some Food-Service with Small Packaged Units | 0.000281 | 0.00036073 | 0 | 0 | 0 | 0.00094389 | 0.00071723 | 0.00048214 | 0 | 0.0001246 | 0.00049615 | 0.00017442 | 0.00068357 | 0 | 0 | 0.00144 | 0.00089165 | 0.00048214 | 0 | 0.00080817 | 0.003622 | 34421.532
11585 | dr_0003 | Demand Flexibility, Lighting Control, Load Shed for Daily Bldg Peak Reduction | FALSE | 1.4211 | Mercantile | GA, Bibb County | 80001_100000 | Small Packaged Unit | gen2_t8_halogen | Georgia | 30.9256 | C: Strip Malls with some Food-Service with Small Packaged Units | 0.0010842 | 0.0013555 | 0 | 0 | 0 | 0.004362 | 0.0016797 | 0.0020349 | 0 | 0.00059028 | 0.00077116 | 0.00034655 | 0.0037119 | 0 | 0 | 0.0051331 | 0.0020262 | 0.0020349 | 0 | 0.0043022 | 0.013496 | 127900.4806
26621 | dr_0003 | Demand Flexibility, Lighting Control, Load Shed for Daily Bldg Peak Reduction | FALSE | 0.0042096 | Mercantile | GA, Bibb County | 600001_1mil | Small Packaged Unit | gen2_t8_halogen | Georgia | 11.6991 | A: Non Food-Service Buildings with Small Packaged Units | 1.0935e-05 | 1.6021e-05 | 0 | 0 | 0 | 8.0888e-05 | 1.1117e-05 | 4.2431e-05 | 0 | 0 | 0 | 0 | 0 | 0 | 0 | 8.0888e-05 | 1.1117e-05 | 4.2431e-05 | 0 | 0 | 0.00013444 | 3367.7194
44082 | dr_0003 | Demand Flexibility, Lighting Control, Load Shed for Daily Bldg Peak Reduction | FALSE | 0.023207 | Mercantile | GA, Bibb County | 400001_600000 | Small Packaged Unit | gen2_t8_halogen | Georgia | 25.3556 | C: Strip Malls with some Food-Service with Small Packaged Units | 8.956e-05 | 0.00011929 | 0 | 0 | 0 | 0.00051506 | 9.2863e-05 | 0.00017079 | 0 | 0.00021859 | 0 | 6.5991e-06 | 0 | 0 | 0 | 0.00051506 | 9.9462e-05 | 0.00017079 | 0 | 0.00021859 | 0.0010039 | 11603.6163
419 | dr_0004 | Demand Flexibility, Lighting Control, Load Shed for Daily GHG Emission Reduction | FALSE | 45.2941 | Mercantile | GA, Bibb County | 1001_3000 | Other HVAC | gen2_t8_halogen | Georgia | 28.2125 | G: Buildings with Furnace-Based Multizone Systems | 0.00077067 | 0.0009683 | 0 | 0 | 0 | 0.0033121 | 0.00069848 | 0.0025565 | 0 | 0.00079937 | 0.0005259 | 0 | 0.00082813 | 0 | 0 | 0.003838 | 0.00069848 | 0.0025565 | 0 | 0.0016275 | 0.0087205 | 90588.2075
420 | dr_0004 | Demand Flexibility, Lighting Control, Load Shed for Daily GHG Emission Reduction | FALSE | 11.3334 | Mercantile | GA, Bibb County | 8001_12000 | Small Packaged Unit | gen2_t8_halogen | Georgia | 44.5453 | C: Strip Malls with some Food-Service with Small Packaged Units | 0.0012951 | 0.0015957 | 0 | 0 | 0 | 0.0049937 | 0.00085259 | 0.0018572 | 0 | 0.00079233 | 0.0021431 | 0.0021915 | 0.0043957 | 0 | 0 | 0.0071369 | 0.0030441 | 0.0018572 | 0 | 0.0051881 | 0.017226 | 113333.9761
421 | dr_0004 | Demand Flexibility, Lighting Control, Load Shed for Daily GHG Emission Reduction | FALSE | 5.2913 | Mercantile | GA, Bibb County | 12001_30000 | Small Packaged Unit | gen2_t8_halogen | Georgia | 40.9935 | C: Strip Malls with some Food-Service with Small Packaged Units | 0.0012145 | 0.0015271 | 0 | 0 | 0 | 0.0048507 | 0.0020372 | 0.0020115 | 0 | 0.00043406 | 0.00061978 | 0.0034184 | 0.002171 | 0 | 0 | 0.0054705 | 0.0054556 | 0.0020115 | 0 | 0.002605 | 0.015543 | 111116.9782
423 | dr_0004 | Demand Flexibility, Lighting Control, Load Shed for Daily GHG Emission Reduction | FALSE | 22.5677 | Mercantile | GA, Bibb County | 3001_8000 | Small Packaged Unit | gen3_t5_cfl | Georgia | 44.7535 | C: Strip Malls with some Food-Service with Small Packaged Units | 0.0017258 | 0.001996 | 0 | 0 | 0 | 0.0074748 | 0.0033137 | 0.0021039 | 0 | 0.001044 | 0.0016678 | 0 | 0.0033501 | 0 | 0 | 0.0091425 | 0.0033137 | 0.0021039 | 0 | 0.0043942 | 0.018954 | 124122.3299
869 | dr_0004 | Demand Flexibility, Lighting Control, Load Shed for Daily GHG Emission Reduction | FALSE | 63.8799 | Mercantile | GA, Bibb County | _1000 | Small Packaged Unit | gen1_t12_incandescent | Georgia | 25.7389 | A: Non Food-Service Buildings with Small Packaged Units | 0.00046873 | 0.00059895 | 0 | 0 | 0 | 0.0022172 | 0.00024885 | 0.0018152 | 0 | 0 | 0.001329 | 0 | 0 | 0 | 0 | 0.0035462 | 0.00024885 | 0.0018152 | 0 | 0 | 0.0056102 | 63879.8711
6095 | dr_0004 | Demand Flexibility, Lighting Control, Load Shed for Daily GHG Emission Reduction | FALSE | 0.80023 | Mercantile | GA, Bibb County | 150001_200000 | Small Packaged Unit | gen5_led | Georgia | 15.8557 | A: Non Food-Service Buildings with Small Packaged Units | 0.0007369 | 0.00083962 | 0 | 0 | 0 | 0.0036947 | 0.0010753 | 0.0015984 | 0 | 0 | 0.0012081 | 0 | 0 | 0 | 0 | 0.0049028 | 0.0010753 | 0.0015984 | 0 | 0 | 0.0075765 | 140040.3602
6098 | dr_0004 | Demand Flexibility, Lighting Control, Load Shed for Daily GHG Emission Reduction | FALSE | 1.949 | Mercantile | GA, Bibb County | 100001_150000 | Small Packaged Unit | gen2_t8_halogen | Georgia | 19.3323 | A: Non Food-Service Buildings with Small Packaged Units | 0.001438 | 0.0018209 | 0 | 0 | 0 | 0.0090542 | 0.0013099 | 0.0039071 | 0 | 0 | 0.0017993 | 0 | 0 | 0 | 0 | 0.010854 | 0.0013099 | 0.0039071 | 0 | 0 | 0.016071 | 243624.7109
6099 | dr_0004 | Demand Flexibility, Lighting Control, Load Shed for Daily GHG Emission Reduction | FALSE | 2.4907 | Mercantile | GA, Bibb County | 40001_52000 | Small Packaged Unit | gen2_t8_halogen | Georgia | 24.1509 | A: Non Food-Service Buildings with Small Packaged Units | 0.00088531 | 0.0010249 | 0 | 0 | 0 | 0.0050521 | 0.00061605 | 0.0018591 | 0 | 0 | 0.0019142 | 0 | 0 | 0 | 0 | 0.0069663 | 0.00061605 | 0.0018591 | 0 | 0 | 0.0094414 | 114570.9445
6101 | dr_0004 | Demand Flexibility, Lighting Control, Load Shed for Daily GHG Emission Reduction | FALSE | 0.60833 | Mercantile | GA, Bibb County | 200001_400000 | Small Packaged Unit | gen2_t8_halogen | Georgia | 14.4799 | A: Non Food-Service Buildings with Small Packaged Units | 0.00082271 | 0.0010327 | 0 | 0 | 0 | 0.0041054 | 0.0014008 | 0.0027117 | 0 | 0 | 0.00079893 | 0 | 0 | 0 | 0 | 0.0049043 | 0.0014008 | 0.0027117 | 0 | 0 | 0.0090168 | 182499.55
6103 | dr_0004 | Demand Flexibility, Lighting Control, Load Shed for Daily GHG Emission Reduction | FALSE | 2.4894 | Mercantile | GA, Bibb County | 64001_70000 | Small Packaged Unit | gen2_t8_halogen | Georgia | 20.0652 | A: Non Food-Service Buildings with Small Packaged Units | 0.0010625 | 0.0012733 | 0 | 0 | 0 | 0.006332 | 0.0008044 | 0.002612 | 0 | 0 | 0.0016709 | 0 | 0 | 0 | 0 | 0.008003 | 0.0008044 | 0.002612 | 0 | 0 | 0.011419 | 166790.5501
6104 | dr_0004 | Demand Flexibility, Lighting Control, Load Shed for Daily GHG Emission Reduction | FALSE | 2.1821 | Mercantile | GA, Bibb County | 70001_80000 | Small Packaged Unit | gen2_t8_halogen | Georgia | 13.1391 | A: Non Food-Service Buildings with Small Packaged Units | 0.00057105 | 0.00081769 | 0 | 0 | 0 | 0.0037023 | 0.00052927 | 0.0020233 | 0 | 0 | 0.0010822 | 0 | 0 | 0 | 0 | 0.0047845 | 0.00052927 | 0.0020233 | 0 | 0 | 0.007337 | 163654.1459
9131 | dr_0004 | Demand Flexibility, Lighting Control, Load Shed for Daily GHG Emission Reduction | FALSE | 1.3742 | Mercantile | GA, Bibb County | 52001_64000 | Small Packaged Unit | gen2_t8_halogen | Georgia | 39.749 | C: Strip Malls with some Food-Service with Small Packaged Units | 0.00087686 | 0.0010694 | 0 | 0 | 0 | 0.0031024 | 0.001953 | 0.0011066 | 0 | 0.00046791 | 0.000102 | 0.0011915 | 0.0028865 | 0 | 0 | 0.0032044 | 0.0031445 | 0.0011066 | 0 | 0.0033544 | 0.01081 | 79702.5938
9133 | dr_0004 | Demand Flexibility, Lighting Control, Load Shed for Daily GHG Emission Reduction | FALSE | 0.98347 | Mercantile | GA, Bibb County | 30001_40000 | Small Packaged Unit | gen3_t5_cfl | Georgia | 30.8384 | C: Strip Malls with some Food-Service with Small Packaged Units | 0.000281 | 0.00036073 | 0 | 0 | 0 | 0.00094389 | 0.00071723 | 0.00048214 | 0 | 0.0001246 | 0.00049615 | 0.00017442 | 0.00068357 | 0 | 0 | 0.00144 | 0.00089165 | 0.00048214 | 0 | 0.00080817 | 0.003622 | 34421.532
11585 | dr_0004 | Demand Flexibility, Lighting Control, Load Shed for Daily GHG Emission Reduction | FALSE | 1.4211 | Mercantile | GA, Bibb County | 80001_100000 | Small Packaged Unit | gen2_t8_halogen | Georgia | 30.9256 | C: Strip Malls with some Food-Service with Small Packaged Units | 0.0010842 | 0.0013555 | 0 | 0 | 0 | 0.004362 | 0.0016797 | 0.0020349 | 0 | 0.00059028 | 0.00077116 | 0.00034655 | 0.0037119 | 0 | 0 | 0.0051331 | 0.0020262 | 0.0020349 | 0 | 0.0043022 | 0.013496 | 127900.4806
26621 | dr_0004 | Demand Flexibility, Lighting Control, Load Shed for Daily GHG Emission Reduction | FALSE | 0.0042096 | Mercantile | GA, Bibb County | 600001_1mil | Small Packaged Unit | gen2_t8_halogen | Georgia | 11.6991 | A: Non Food-Service Buildings with Small Packaged Units | 1.0935e-05 | 1.6021e-05 | 0 | 0 | 0 | 8.0888e-05 | 1.1117e-05 | 4.2431e-05 | 0 | 0 | 0 | 0 | 0 | 0 | 0 | 8.0888e-05 | 1.1117e-05 | 4.2431e-05 | 0 | 0 | 0.00013444 | 3367.7194
44082 | dr_0004 | Demand Flexibility, Lighting Control, Load Shed for Daily GHG Emission Reduction | FALSE | 0.023207 | Mercantile | GA, Bibb County | 400001_600000 | Small Packaged Unit | gen2_t8_halogen | Georgia | 25.3556 | C: Strip Malls with some Food-Service with Small Packaged Units | 8.956e-05 | 0.00011929 | 0 | 0 | 0 | 0.00051506 | 9.2863e-05 | 0.00017079 | 0 | 0.00021859 | 0 | 6.5991e-06 | 0 | 0 | 0 | 0.00051506 | 9.9462e-05 | 0.00017079 | 0 | 0.00021859 | 0.0010039 | 11603.6163
419 | pkg_0001 | Package 1, Wall & Roof Insulation + New Windows | TRUE | 45.2941 | Mercantile | GA, Bibb County | 1001_3000 | Other HVAC | gen2_t8_halogen | Georgia | 26.3431 | G: Buildings with Furnace-Based Multizone Systems | 0.00072739 | 0.00091127 | 0 | 0 | 0 | 0.0029601 | 0.00069848 | 0.0025565 | 0 | 0.00079937 | 0.00030008 | 0 | 0.00082813 | 0 | 0 | 0.0032601 | 0.00069848 | 0.0025565 | 0 | 0.0016275 | 0.0081426 | 90588.2075
420 | pkg_0001 | Package 1, Wall & Roof Insulation + New Windows | TRUE | 11.3334 | Mercantile | GA, Bibb County | 8001_12000 | Small Packaged Unit | gen2_t8_halogen | Georgia | 41.4792 | C: Strip Malls with some Food-Service with Small Packaged Units | 0.0012108 | 0.0014868 | 0 | 0 | 0 | 0.0044271 | 0.00085259 | 0.0018572 | 0 | 0.00079233 | 0.0015242 | 0.0021915 | 0.0043957 | 0 | 0 | 0.0059513 | 0.0030441 | 0.0018572 | 0 | 0.0051881 | 0.01604 | 113333.9761
421 | pkg_0001 | Package 1, Wall & Roof Insulation + New Windows | TRUE | 5.2913 | Mercantile | GA, Bibb County | 12001_30000 | Small Packaged Unit | gen2_t8_halogen | Georgia | 38.7155 | C: Strip Malls with some Food-Service with Small Packaged Units | 0.0011547 | 0.0014433 | 0 | 0 | 0 | 0.0043524 | 0.0020372 | 0.0020115 | 0 | 0.00043406 | 0.00025447 | 0.0034184 | 0.002171 | 0 | 0 | 0.0046068 | 0.0054556 | 0.0020115 | 0 | 0.002605 | 0.014679 | 111116.9782
423 | pkg_0001 | Package 1, Wall & Roof Insulation + New Windows | TRUE | 22.5677 | Mercantile | GA, Bibb County | 3001_8000 | Small Packaged Unit | gen3_t5_cfl | Georgia | 41.6884 | C: Strip Malls with some Food-Service with Small Packaged Units | 0.0016057 | 0.0018616 | 0 | 0 | 0 | 0.006564 | 0.0033137 | 0.0021039 | 0 | 0.001044 | 0.0012804 | 0 | 0.0033501 | 0 | 0 | 0.0078444 | 0.0033137 | 0.0021039 | 0 | 0.0043942 | 0.017656 | 124122.3299
869 | pkg_0001 | Package 1, Wall & Roof Insulation + New Windows | TRUE | 63.8799 | Mercantile | GA, Bibb County | _1000 | Small Packaged Unit | gen1_t12_incandescent | Georgia | 19.3944 | A: Non Food-Service Buildings with Small Packaged Units | 0.00036153 | 0.0004759 | 0 | 0 | 0 | 0.0016317 | 0.00024885 | 0.0018152 | 0 | 0 | 0.0005316 | 0 | 0 | 0 | 0 | 0.0021633 | 0.00024885 | 0.0018152 | 0 | 0 | 0.0042274 | 63879.8711
6095 | pkg_0001 | Package 1, Wall & Roof Insulation + New Windows | TRUE | 0.80023 | Mercantile | GA, Bibb County | 150001_200000 | Small Packaged Unit | gen5_led | Georgia | 15.5485 | A: Non Food-Service Buildings with Small Packaged Units | 0.00072721 | 0.00082784 | 0 | 0 | 0 | 0.003657 | 0.0010753 | 0.0015984 | 0 | 0 | 0.001099 | 0 | 0 | 0 | 0 | 0.004756 | 0.0010753 | 0.0015984 | 0 | 0 | 0.0074296 | 140040.3602
6098 | pkg_0001 | Package 1, Wall & Roof Insulation + New Windows | TRUE | 1.949 | Mercantile | GA, Bibb County | 100001_150000 | Small Packaged Unit | gen2_t8_halogen | Georgia | 17.3317 | A: Non Food-Service Buildings with Small Packaged Units | 0.0013215 | 0.0016689 | 0 | 0 | 0 | 0.0082733 | 0.0013099 | 0.0039071 | 0 | 0 | 0.00091714 | 0 | 0 | 0 | 0 | 0.0091905 | 0.0013099 | 0.0039071 | 0 | 0 | 0.014408 | 243624.7109
6099 | pkg_0001 | Package 1, Wall & Roof Insulation + New Windows | TRUE | 2.4907 | Mercantile | GA, Bibb County | 40001_52000 | Small Packaged Unit | gen2_t8_halogen | Georgia | 21.5333 | A: Non Food-Service Buildings with Small Packaged Units | 0.00080676 | 0.00093872 | 0 | 0 | 0 | 0.0047119 | 0.00061605 | 0.0018591 | 0 | 0 | 0.001231 | 0 | 0 | 0 | 0 | 0.0059429 | 0.00061605 | 0.0018591 | 0 | 0 | 0.0084181 | 114570.9445
6101 | pkg_0001 | Package 1, Wall & Roof Insulation + New Windows | TRUE | 0.60833 | Mercantile | GA, Bibb County | 200001_400000 | Small Packaged Unit | gen2_t8_halogen | Georgia | 13.0112 | A: Non Food-Service Buildings with Small Packaged Units | 0.00076016 | 0.00095388 | 0 | 0 | 0 | 0.0037672 | 0.0014008 | 0.0027117 | 0 | 0 | 0.00022249 | 0 | 0 | 0 | 0 | 0.0039897 | 0.0014008 | 0.0027117 | 0 | 0 | 0.0081023 | 182499.55
6103 | pkg_0001 | Package 1, Wall & Roof Insulation + New Windows | TRUE | 2.4894 | Mercantile | GA, Bibb County | 64001_70000 | Small Packaged Unit | gen2_t8_halogen | Georgia | 18.951 | A: Non Food-Service Buildings with Small Packaged Units | 0.0010187 | 0.0012178 | 0 | 0 | 0 | 0.0060797 | 0.0008044 | 0.002612 | 0 | 0 | 0.0012891 | 0 | 0 | 0 | 0 | 0.0073689 | 0.0008044 | 0.002612 | 0 | 0 | 0.010785 | 166790.5501
6104 | pkg_0001 | Package 1, Wall & Roof Insulation + New Windows | TRUE | 2.1821 | Mercantile | GA, Bibb County | 70001_80000 | Small Packaged Unit | gen2_t8_halogen | Georgia | 12.7426 | A: Non Food-Service Buildings with Small Packaged Units | 0.00055386 | 0.00079648 | 0 | 0 | 0 | 0.00358 | 0.00052927 | 0.0020233 | 0 | 0 | 0.00098305 | 0 | 0 | 0 | 0 | 0.004563 | 0.00052927 | 0.0020233 | 0 | 0 | 0.0071156 | 163654.1459
9131 | pkg_0001 | Package 1, Wall & Roof Insulation + New Windows | TRUE | 1.3742 | Mercantile | GA, Bibb County | 52001_64000 | Small Packaged Unit | gen2_t8_halogen | Georgia | 39.4096 | C: Strip Malls with some Food-Service with Small Packaged Units | 0.0008689 | 0.0010597 | 0 | 0 | 0 | 0.0030351 | 0.001953 | 0.0011066 | 0 | 0.00046791 | 7.7002e-05 | 0.0011915 | 0.0028865 | 0 | 0 | 0.0031121 | 0.0031445 | 0.0011066 | 0 | 0.0033544 | 0.010718 | 79702.5938
9133 | pkg_0001 | Package 1, Wall & Roof Insulation + New Windows | TRUE | 0.98347 | Mercantile | GA, Bibb County | 30001_40000 | Small Packaged Unit | gen3_t5_cfl | Georgia | 28.3805 | C: Strip Malls with some Food-Service with Small Packaged Units | 0.00026049 | 0.00033764 | 0 | 0 | 0 | 0.00087124 | 0.00071723 | 0.00048214 | 0 | 0.00012461 | 0.0002801 | 0.00017442 | 0.00068357 | 0 | 0 | 0.0011513 | 0.00089165 | 0.00048214 | 0 | 0.00080818 | 0.0033333 | 34421.532
11585 | pkg_0001 | Package 1, Wall & Roof Insulation + New Windows | TRUE | 1.4211 | Mercantile | GA, Bibb County | 80001_100000 | Small Packaged Unit | gen2_t8_halogen | Georgia | 29.2115 | C: Strip Malls with some Food-Service with Small Packaged Units | 0.0010271 | 0.0012875 | 0 | 0 | 0 | 0.0040177 | 0.0016797 | 0.0020349 | 0 | 0.00059028 | 0.00036737 | 0.00034655 | 0.0037119 | 0 | 0 | 0.004385 | 0.0020262 | 0.0020349 | 0 | 0.0043022 | 0.012748 | 127900.4806
26621 | pkg_0001 | Package 1, Wall & Roof Insulation + New Windows | TRUE | 0.0042096 | Mercantile | GA, Bibb County | 600001_1mil | Small Packaged Unit | gen2_t8_halogen | Georgia | 10.9417 | A: Non Food-Service Buildings with Small Packaged Units | 1.013e-05 | 1.4983e-05 | 0 | 0 | 0 | 7.2185e-05 | 1.1117e-05 | 4.2431e-05 | 0 | 0 | 0 | 0 | 0 | 0 | 0 | 7.2185e-05 | 1.1117e-05 | 4.2431e-05 | 0 | 0 | 0.00012573 | 3367.7194
44082 | pkg_0001 | Package 1, Wall & Roof Insulation + New Windows | TRUE | 0.023207 | Mercantile | GA, Bibb County | 400001_600000 | Small Packaged Unit | gen2_t8_halogen | Georgia | 24.1793 | C: Strip Malls with some Food-Service with Small Packaged Units | 8.5295e-05 | 0.00011374 | 0 | 0 | 0 | 0.00046849 | 9.2863e-05 | 0.00017079 | 0 | 0.00021859 | 0 | 6.5991e-06 | 0 | 0 | 0 | 0.00046849 | 9.9462e-05 | 0.00017079 | 0 | 0.00021859 | 0.00095734 | 11603.6163
419 | pkg_0002 | Package 2, LED Lighting + Variable Speed HP RTU or HP Boilers | TRUE | 45.2941 | Mercantile | GA, Bibb County | 1001_3000 | Other HVAC | gen2_t8_halogen | Georgia | 20.9625 | G: Buildings with Furnace-Based Multizone Systems | 0.00061452 | 0.00072723 | 0 | 0 | 0 | 0.0023225 | 0.00069848 | 0.0018014 | 0 | 0.00079937 | 2.9622e-05 | 0 | 0.00082813 | 0 | 0 | 0.0023522 | 0.00069848 | 0.0018014 | 0 | 0.0016275 | 0.0064795 | 90588.2075
420 | pkg_0002 | Package 2, LED Lighting + Variable Speed HP RTU or HP Boilers | TRUE | 11.3334 | Mercantile | GA, Bibb County | 8001_12000 | Small Packaged Unit | gen2_t8_halogen | Georgia | 35.0581 | C: Strip Malls with some Food-Service with Small Packaged Units | 0.0010679 | 0.0012607 | 0 | 0 | 0 | 0.003849 | 0.00085259 | 0.0012837 | 0 | 0.00079233 | 0.0001926 | 0.0021915 | 0.0043957 | 0 | 0 | 0.0040416 | 0.0030441 | 0.0012837 | 0 | 0.0051881 | 0.013557 | 113333.9761
421 | pkg_0002 | Package 2, LED Lighting + Variable Speed HP RTU or HP Boilers | TRUE | 5.2913 | Mercantile | GA, Bibb County | 12001_30000 | Small Packaged Unit | gen2_t8_halogen | Georgia | 34.5775 | C: Strip Malls with some Food-Service with Small Packaged Units | 0.0010606 | 0.0012695 | 0 | 0 | 0 | 0.0036307 | 0.0020372 | 0.0014159 | 0 | 0.00043406 | 2.7583e-06 | 0.0034184 | 0.002171 | 0 | 0 | 0.0036334 | 0.0054556 | 0.0014159 | 0 | 0.0026051 | 0.01311 | 111116.9782
423 | pkg_0002 | Package 2, LED Lighting + Variable Speed HP RTU or HP Boilers | TRUE | 22.5677 | Mercantile | GA, Bibb County | 3001_8000 | Small Packaged Unit | gen3_t5_cfl | Georgia | 34.6061 | C: Strip Malls with some Food-Service with Small Packaged Units | 0.0013592 | 0.0015669 | 0 | 0 | 0 | 0.0048938 | 0.0033137 | 0.0019726 | 0 | 0.0010438 | 8.1924e-05 | 0 | 0.0033501 | 0 | 0 | 0.0049758 | 0.0033137 | 0.0019726 | 0 | 0.0043939 | 0.014656 | 124122.3299
869 | pkg_0002 | Package 2, LED Lighting + Variable Speed HP RTU or HP Boilers | TRUE | 63.8799 | Mercantile | GA, Bibb County | _1000 | Small Packaged Unit | gen1_t12_incandescent | Georgia | 14.0583 | A: Non Food-Service Buildings with Small Packaged Units | 0.00031256 | 0.00036148 | 0 | 0 | 0 | 0.0014574 | 0.00024885 | 0.0012884 | 0 | 0 | 7.0234e-05 | 0 | 0 | 0 | 0 | 0.0015276 | 0.00024885 | 0.0012884 | 0 | 0 | 0.0030643 | 63879.8711
6095 | pkg_0002 | Package 2, LED Lighting + Variable Speed HP RTU or HP Boilers | TRUE | 0.80023 | Mercantile | GA, Bibb County | 150001_200000 | Small Packaged Unit | gen5_led | Georgia | 10.8817 | A: Non Food-Service Buildings with Small Packaged Units | 0.00055293 | 0.00061963 | 0 | 0 | 0 | 0.002526 | 0.0010753 | 0.0015984 | 0 | 0 | 3.7924e-08 | 0 | 0 | 0 | 0 | 0.002526 | 0.0010753 | 0.0015984 | 0 | 0 | 0.0051997 | 140040.3602
6098 | pkg_0002 | Package 2, LED Lighting + Variable Speed HP RTU or HP Boilers | TRUE | 1.949 | Mercantile | GA, Bibb County | 100001_150000 | Small Packaged Unit | gen2_t8_halogen | Georgia | 11.342 | A: Non Food-Service Buildings with Small Packaged Units | 0.00092032 | 0.0011232 | 0 | 0 | 0 | 0.0055481 | 0.0013099 | 0.0025635 | 0 | 0 | 6.9273e-06 | 0 | 0 | 0 | 0 | 0.005555 | 0.0013099 | 0.0025635 | 0 | 0 | 0.0094284 | 243624.7109
6099 | pkg_0002 | Package 2, LED Lighting + Variable Speed HP RTU or HP Boilers | TRUE | 2.4907 | Mercantile | GA, Bibb County | 40001_52000 | Small Packaged Unit | gen2_t8_halogen | Georgia | 12.3188 | A: Non Food-Service Buildings with Small Packaged Units | 0.0005039 | 0.00057364 | 0 | 0 | 0 | 0.0029785 | 0.00061605 | 0.0012165 | 0 | 0 | 4.7686e-06 | 0 | 0 | 0 | 0 | 0.0029833 | 0.00061605 | 0.0012165 | 0 | 0 | 0.0048158 | 114570.9445
6101 | pkg_0002 | Package 2, LED Lighting + Variable Speed HP RTU or HP Boilers | TRUE | 0.60833 | Mercantile | GA, Bibb County | 200001_400000 | Small Packaged Unit | gen2_t8_halogen | Georgia | 9.9332 | A: Non Food-Service Buildings with Small Packaged Units | 0.00061716 | 0.00073696 | 0 | 0 | 0 | 0.0030518 | 0.0014008 | 0.00173 | 0 | 0 | 2.9464e-06 | 0 | 0 | 0 | 0 | 0.0030547 | 0.0014008 | 0.00173 | 0 | 0 | 0.0061855 | 182499.55
6103 | pkg_0002 | Package 2, LED Lighting + Variable Speed HP RTU or HP Boilers | TRUE | 2.4894 | Mercantile | GA, Bibb County | 64001_70000 | Small Packaged Unit | gen2_t8_halogen | Georgia | 12.7361 | A: Non Food-Service Buildings with Small Packaged Units | 0.00073977 | 0.0008634 | 0 | 0 | 0 | 0.0047241 | 0.0008044 | 0.0017129 | 0 | 0 | 6.8898e-06 | 0 | 0 | 0 | 0 | 0.004731 | 0.0008044 | 0.0017129 | 0 | 0 | 0.0072483 | 166790.5501
6104 | pkg_0002 | Package 2, LED Lighting + Variable Speed HP RTU or HP Boilers | TRUE | 2.1821 | Mercantile | GA, Bibb County | 70001_80000 | Small Packaged Unit | gen2_t8_halogen | Georgia | 8.5545 | A: Non Food-Service Buildings with Small Packaged Units | 0.0004536 | 0.00056902 | 0 | 0 | 0 | 0.0029288 | 0.00052927 | 0.0013143 | 0 | 0 | 4.55e-06 | 0 | 0 | 0 | 0 | 0.0029333 | 0.00052927 | 0.0013143 | 0 | 0 | 0.0047769 | 163654.1459
9131 | pkg_0002 | Package 2, LED Lighting + Variable Speed HP RTU or HP Boilers | TRUE | 1.3742 | Mercantile | GA, Bibb County | 52001_64000 | Small Packaged Unit | gen2_t8_halogen | Georgia | 34.6087 | C: Strip Malls with some Food-Service with Small Packaged Units | 0.00076756 | 0.0009071 | 0 | 0 | 0 | 0.0021597 | 0.001953 | 0.000734 | 0 | 0.00046791 | 1.942e-05 | 0.0011915 | 0.0028865 | 0 | 0 | 0.0021791 | 0.0031445 | 0.000734 | 0 | 0.0033544 | 0.0094121 | 79702.5938
9133 | pkg_0002 | Package 2, LED Lighting + Variable Speed HP RTU or HP Boilers | TRUE | 0.98347 | Mercantile | GA, Bibb County | 30001_40000 | Small Packaged Unit | gen3_t5_cfl | Georgia | 27.573 | C: Strip Malls with some Food-Service with Small Packaged Units | 0.00028225 | 0.00034061 | 0 | 0 | 0 | 0.0010809 | 0.00071723 | 0.0004501 | 0 | 0.0001246 | 7.6157e-06 | 0.00017442 | 0.00068357 | 0 | 0 | 0.0010886 | 0.00089165 | 0.0004501 | 0 | 0.00080817 | 0.0032385 | 34421.532
11585 | pkg_0002 | Package 2, LED Lighting + Variable Speed HP RTU or HP Boilers | TRUE | 1.4211 | Mercantile | GA, Bibb County | 80001_100000 | Small Packaged Unit | gen2_t8_halogen | Georgia | 27.0979 | C: Strip Malls with some Food-Service with Small Packaged Units | 0.0010405 | 0.0011867 | 0 | 0 | 0 | 0.0039458 | 0.0016797 | 0.0013588 | 0 | 0.00059026 | 0.00019294 | 0.00034655 | 0.0037119 | 0 | 0 | 0.0041387 | 0.0020262 | 0.0013588 | 0 | 0.0043022 | 0.011826 | 127900.4806
26621 | pkg_0002 | Package 2, LED Lighting + Variable Speed HP RTU or HP Boilers | TRUE | 0.0042096 | Mercantile | GA, Bibb County | 600001_1mil | Small Packaged Unit | gen2_t8_halogen | Georgia | 7.8295 | A: Non Food-Service Buildings with Small Packaged Units | 8.0311e-06 | 1.0722e-05 | 0 | 0 | 0 | 5.1597e-05 | 1.1117e-05 | 2.7256e-05 | 0 | 0 | 0 | 0 | 0 | 0 | 0 | 5.1597e-05 | 1.1117e-05 | 2.7256e-05 | 0 | 0 | 8.997e-05 | 3367.7194
44082 | pkg_0002 | Package 2, LED Lighting + Variable Speed HP RTU or HP Boilers | TRUE | 0.023207 | Mercantile | GA, Bibb County | 400001_600000 | Small Packaged Unit | gen2_t8_halogen | Georgia | 19.2152 | C: Strip Malls with some Food-Service with Small Packaged Units | 7.1367e-05 | 9.0317e-05 | 0 | 0 | 0 | 0.00032675 | 9.2863e-05 | 0.00011599 | 0 | 0.00021859 | 0 | 6.5991e-06 | 0 | 0 | 0 | 0.00032675 | 9.9462e-05 | 0.00011599 | 0 | 0.00021859 | 0.00076079 | 11603.6163
419 | pkg_0003 | Package 3, LED Lighting + Standard Performance HP RTU or HP Boilers | TRUE | 45.2941 | Mercantile | GA, Bibb County | 1001_3000 | Other HVAC | gen2_t8_halogen | Georgia | 22.5181 | G: Buildings with Furnace-Based Multizone Systems | 0.0006496 | 0.00078457 | 0 | 0 | 0 | 0.0028038 | 0.00069848 | 0.0018014 | 0 | 0.00079937 | 2.9622e-05 | 0 | 0.00082813 | 0 | 0 | 0.0028334 | 0.00069848 | 0.0018014 | 0 | 0.0016275 | 0.0069603 | 90588.2075
420 | pkg_0003 | Package 3, LED Lighting + Standard Performance HP RTU or HP Boilers | TRUE | 11.3334 | Mercantile | GA, Bibb County | 8001_12000 | Small Packaged Unit | gen2_t8_halogen | Georgia | 37.3483 | C: Strip Malls with some Food-Service with Small Packaged Units | 0.001149 | 0.0013662 | 0 | 0 | 0 | 0.0047343 | 0.00085259 | 0.0012837 | 0 | 0.00079233 | 0.00019293 | 0.0021915 | 0.0043957 | 0 | 0 | 0.0049272 | 0.0030441 | 0.0012837 | 0 | 0.0051881 | 0.014443 | 113333.9761
421 | pkg_0003 | Package 3, LED Lighting + Standard Performance HP RTU or HP Boilers | TRUE | 5.2913 | Mercantile | GA, Bibb County | 12001_30000 | Small Packaged Unit | gen2_t8_halogen | Georgia | 35.9373 | C: Strip Malls with some Food-Service with Small Packaged Units | 0.0010945 | 0.001331 | 0 | 0 | 0 | 0.0041463 | 0.0020372 | 0.0014159 | 0 | 0.00043406 | 2.7082e-06 | 0.0034184 | 0.002171 | 0 | 0 | 0.004149 | 0.0054556 | 0.0014159 | 0 | 0.0026051 | 0.013626 | 111116.9782
423 | pkg_0003 | Package 3, LED Lighting + Standard Performance HP RTU or HP Boilers | TRUE | 22.5677 | Mercantile | GA, Bibb County | 3001_8000 | Small Packaged Unit | gen3_t5_cfl | Georgia | 37.3798 | C: Strip Malls with some Food-Service with Small Packaged Units | 0.0014853 | 0.0017069 | 0 | 0 | 0 | 0.0060686 | 0.0033137 | 0.0019726 | 0 | 0.0010438 | 8.2352e-05 | 0 | 0.0033501 | 0 | 0 | 0.0061509 | 0.0033137 | 0.0019726 | 0 | 0.0043939 | 0.015831 | 124122.3299
869 | pkg_0003 | Package 3, LED Lighting + Standard Performance HP RTU or HP Boilers | TRUE | 63.8799 | Mercantile | GA, Bibb County | _1000 | Small Packaged Unit | gen1_t12_incandescent | Georgia | 16.4861 | A: Non Food-Service Buildings with Small Packaged Units | 0.00035788 | 0.00042447 | 0 | 0 | 0 | 0.0019847 | 0.00024885 | 0.0012884 | 0 | 0 | 7.205e-05 | 0 | 0 | 0 | 0 | 0.0020568 | 0.00024885 | 0.0012884 | 0 | 0 | 0.0035934 | 63879.8711
6095 | pkg_0003 | Package 3, LED Lighting + Standard Performance HP RTU or HP Boilers | TRUE | 0.80023 | Mercantile | GA, Bibb County | 150001_200000 | Small Packaged Unit | gen5_led | Georgia | 12.4529 | A: Non Food-Service Buildings with Small Packaged Units | 0.00063231 | 0.0007091 | 0 | 0 | 0 | 0.0032768 | 0.0010753 | 0.0015984 | 0 | 0 | 3.7924e-08 | 0 | 0 | 0 | 0 | 0.0032768 | 0.0010753 | 0.0015984 | 0 | 0 | 0.0059505 | 140040.3602
6098 | pkg_0003 | Package 3, LED Lighting + Standard Performance HP RTU or HP Boilers | TRUE | 1.949 | Mercantile | GA, Bibb County | 100001_150000 | Small Packaged Unit | gen2_t8_halogen | Georgia | 13.8487 | A: Non Food-Service Buildings with Small Packaged Units | 0.0011185 | 0.0013715 | 0 | 0 | 0 | 0.0076317 | 0.0013099 | 0.0025635 | 0 | 0 | 7.0012e-06 | 0 | 0 | 0 | 0 | 0.0076387 | 0.0013099 | 0.0025635 | 0 | 0 | 0.011512 | 243624.7109
6099 | pkg_0003 | Package 3, LED Lighting + Standard Performance HP RTU or HP Boilers | TRUE | 2.4907 | Mercantile | GA, Bibb County | 40001_52000 | Small Packaged Unit | gen2_t8_halogen | Georgia | 16.114 | A: Non Food-Service Buildings with Small Packaged Units | 0.00067593 | 0.00075044 | 0 | 0 | 0 | 0.0044619 | 0.00061605 | 0.0012165 | 0 | 0 | 4.9811e-06 | 0 | 0 | 0 | 0 | 0.0044669 | 0.00061605 | 0.0012165 | 0 | 0 | 0.0062995 | 114570.9445
6101 | pkg_0003 | Package 3, LED Lighting + Standard Performance HP RTU or HP Boilers | TRUE | 0.60833 | Mercantile | GA, Bibb County | 200001_400000 | Small Packaged Unit | gen2_t8_halogen | Georgia | 11.3909 | A: Non Food-Service Buildings with Small Packaged Units | 0.00070248 | 0.00084514 | 0 | 0 | 0 | 0.0039596 | 0.0014008 | 0.00173 | 0 | 0 | 2.9002e-06 | 0 | 0 | 0 | 0 | 0.0039625 | 0.0014008 | 0.00173 | 0 | 0 | 0.0070933 | 182499.55
6103 | pkg_0003 | Package 3, LED Lighting + Standard Performance HP RTU or HP Boilers | TRUE | 2.4894 | Mercantile | GA, Bibb County | 64001_70000 | Small Packaged Unit | gen2_t8_halogen | Georgia | 14.7576 | A: Non Food-Service Buildings with Small Packaged Units | 0.00084799 | 0.0010005 | 0 | 0 | 0 | 0.0058744 | 0.0008044 | 0.0017129 | 0 | 0 | 7.0549e-06 | 0 | 0 | 0 | 0 | 0.0058814 | 0.0008044 | 0.0017129 | 0 | 0 | 0.0083987 | 166790.5501
6104 | pkg_0003 | Package 3, LED Lighting + Standard Performance HP RTU or HP Boilers | TRUE | 2.1821 | Mercantile | GA, Bibb County | 70001_80000 | Small Packaged Unit | gen2_t8_halogen | Georgia | 9.6735 | A: Non Food-Service Buildings with Small Packaged Units | 0.00049617 | 0.00064349 | 0 | 0 | 0 | 0.0035537 | 0.00052927 | 0.0013143 | 0 | 0 | 4.4673e-06 | 0 | 0 | 0 | 0 | 0.0035582 | 0.00052927 | 0.0013143 | 0 | 0 | 0.0054018 | 163654.1459
9131 | pkg_0003 | Package 3, LED Lighting + Standard Performance HP RTU or HP Boilers | TRUE | 1.3742 | Mercantile | GA, Bibb County | 52001_64000 | Small Packaged Unit | gen2_t8_halogen | Georgia | 36.3168 | C: Strip Malls with some Food-Service with Small Packaged Units | 0.00080925 | 0.00096245 | 0 | 0 | 0 | 0.0026241 | 0.001953 | 0.000734 | 0 | 0.00046791 | 1.9511e-05 | 0.0011915 | 0.0028865 | 0 | 0 | 0.0026436 | 0.0031445 | 0.000734 | 0 | 0.0033544 | 0.0098766 | 79702.5938
9133 | pkg_0003 | Package 3, LED Lighting + Standard Performance HP RTU or HP Boilers | TRUE | 0.98347 | Mercantile | GA, Bibb County | 30001_40000 | Small Packaged Unit | gen3_t5_cfl | Georgia | 27.8618 | C: Strip Malls with some Food-Service with Small Packaged Units | 0.00027618 | 0.00034466 | 0 | 0 | 0 | 0.0011151 | 0.00071723 | 0.0004501 | 0 | 0.0001246 | 7.4106e-06 | 0.00017442 | 0.00068357 | 0 | 0 | 0.0011225 | 0.00089165 | 0.0004501 | 0 | 0.00080817 | 0.0032724 | 34421.532
11585 | pkg_0003 | Package 3, LED Lighting + Standard Performance HP RTU or HP Boilers | TRUE | 1.4211 | Mercantile | GA, Bibb County | 80001_100000 | Small Packaged Unit | gen2_t8_halogen | Georgia | 27.8628 | C: Strip Malls with some Food-Service with Small Packaged Units | 0.0010364 | 0.0012265 | 0 | 0 | 0 | 0.0042806 | 0.0016797 | 0.0013588 | 0 | 0.00059028 | 0.00019193 | 0.00034655 | 0.0037119 | 0 | 0 | 0.0044725 | 0.0020262 | 0.0013588 | 0 | 0.0043022 | 0.01216 | 127900.4806
26621 | pkg_0003 | Package 3, LED Lighting + Standard Performance HP RTU or HP Boilers | TRUE | 0.0042096 | Mercantile | GA, Bibb County | 600001_1mil | Small Packaged Unit | gen2_t8_halogen | Georgia | 9.165 | A: Non Food-Service Buildings with Small Packaged Units | 9.1291e-06 | 1.255e-05 | 0 | 0 | 0 | 6.6944e-05 | 1.1117e-05 | 2.7256e-05 | 0 | 0 | 0 | 0 | 0 | 0 | 0 | 6.6944e-05 | 1.1117e-05 | 2.7256e-05 | 0 | 0 | 0.00010532 | 3367.7194
44082 | pkg_0003 | Package 3, LED Lighting + Standard Performance HP RTU or HP Boilers | TRUE | 0.023207 | Mercantile | GA, Bibb County | 400001_600000 | Small Packaged Unit | gen2_t8_halogen | Georgia | 21.4792 | C: Strip Malls with some Food-Service with Small Packaged Units | 7.8781e-05 | 0.000101 | 0 | 0 | 0 | 0.00041639 | 9.2863e-05 | 0.00011599 | 0 | 0.00021859 | 0 | 6.5991e-06 | 0 | 0 | 0 | 0.00041639 | 9.9462e-05 | 0.00011599 | 0 | 0.00021859 | 0.00085043 | 11603.6163
419 | pkg_0004 | Package 4, Package 1 + Package 2 | TRUE | 45.2941 | Mercantile | GA, Bibb County | 1001_3000 | Other HVAC | gen2_t8_halogen | Georgia | 19.6278 | G: Buildings with Furnace-Based Multizone Systems | 0.00057926 | 0.00067867 | 0 | 0 | 0 | 0.0019211 | 0.00069848 | 0.0018014 | 0 | 0.00079937 | 1.846e-05 | 0 | 0.00082813 | 0 | 0 | 0.0019396 | 0.00069848 | 0.0018014 | 0 | 0.0016275 | 0.0060669 | 90588.2075
420 | pkg_0004 | Package 4, Package 1 + Package 2 | TRUE | 11.3334 | Mercantile | GA, Bibb County | 8001_12000 | Small Packaged Unit | gen2_t8_halogen | Georgia | 33.3422 | C: Strip Malls with some Food-Service with Small Packaged Units | 0.0010141 | 0.0011851 | 0 | 0 | 0 | 0.0032521 | 0.00085259 | 0.0012837 | 0 | 0.00079233 | 0.0001259 | 0.0021915 | 0.0043957 | 0 | 0 | 0.003378 | 0.0030441 | 0.0012837 | 0 | 0.0051881 | 0.012894 | 113333.9761
421 | pkg_0004 | Package 4, Package 1 + Package 2 | TRUE | 5.2913 | Mercantile | GA, Bibb County | 12001_30000 | Small Packaged Unit | gen2_t8_halogen | Georgia | 32.9343 | C: Strip Malls with some Food-Service with Small Packaged Units | 0.0010053 | 0.0011954 | 0 | 0 | 0 | 0.0030093 | 0.0020372 | 0.0014159 | 0 | 0.00043406 | 1.2538e-06 | 0.0034184 | 0.002171 | 0 | 0 | 0.0030105 | 0.0054556 | 0.0014159 | 0 | 0.002605 | 0.012487 | 111116.9782
423 | pkg_0004 | Package 4, Package 1 + Package 2 | TRUE | 22.5677 | Mercantile | GA, Bibb County | 3001_8000 | Small Packaged Unit | gen3_t5_cfl | Georgia | 32.8823 | C: Strip Malls with some Food-Service with Small Packaged Units | 0.0012868 | 0.0014812 | 0 | 0 | 0 | 0.0041886 | 0.0033137 | 0.0019726 | 0 | 0.001044 | 5.7539e-05 | 0 | 0.0033501 | 0 | 0 | 0.0042461 | 0.0033137 | 0.0019726 | 0 | 0.0043942 | 0.013926 | 124122.3299
869 | pkg_0004 | Package 4, Package 1 + Package 2 | TRUE | 63.8799 | Mercantile | GA, Bibb County | _1000 | Small Packaged Unit | gen1_t12_incandescent | Georgia | 11.4806 | A: Non Food-Service Buildings with Small Packaged Units | 0.00025608 | 0.00029578 | 0 | 0 | 0 | 0.0009197 | 0.00024885 | 0.0012884 | 0 | 0 | 4.541e-05 | 0 | 0 | 0 | 0 | 0.00096511 | 0.00024885 | 0.0012884 | 0 | 0 | 0.0025024 | 63879.8711
6095 | pkg_0004 | Package 4, Package 1 + Package 2 | TRUE | 0.80023 | Mercantile | GA, Bibb County | 150001_200000 | Small Packaged Unit | gen5_led | Georgia | 10.8152 | A: Non Food-Service Buildings with Small Packaged Units | 0.00055221 | 0.00061585 | 0 | 0 | 0 | 0.0024943 | 0.0010753 | 0.0015984 | 0 | 0 | 7.5847e-09 | 0 | 0 | 0 | 0 | 0.0024943 | 0.0010753 | 0.0015984 | 0 | 0 | 0.0051679 | 140040.3602
6098 | pkg_0004 | Package 4, Package 1 + Package 2 | TRUE | 1.949 | Mercantile | GA, Bibb County | 100001_150000 | Small Packaged Unit | gen2_t8_halogen | Georgia | 10.1672 | A: Non Food-Service Buildings with Small Packaged Units | 0.00084012 | 0.0010071 | 0 | 0 | 0 | 0.0045763 | 0.0013099 | 0.0025635 | 0 | 0 | 2.0874e-06 | 0 | 0 | 0 | 0 | 0.0045784 | 0.0013099 | 0.0025635 | 0 | 0 | 0.0084518 | 243624.7109
6099 | pkg_0004 | Package 4, Package 1 + Package 2 | TRUE | 2.4907 | Mercantile | GA, Bibb County | 40001_52000 | Small Packaged Unit | gen2_t8_halogen | Georgia | 11.2621 | A: Non Food-Service Buildings with Small Packaged Units | 0.00046386 | 0.00052463 | 0 | 0 | 0 | 0.0025695 | 0.00061605 | 0.0012165 | 0 | 0 | 7.0821e-07 | 0 | 0 | 0 | 0 | 0.0025702 | 0.00061605 | 0.0012165 | 0 | 0 | 0.0044027 | 114570.9445
6101 | pkg_0004 | Package 4, Package 1 + Package 2 | TRUE | 0.60833 | Mercantile | GA, Bibb County | 200001_400000 | Small Packaged Unit | gen2_t8_halogen | Georgia | 9.0657 | A: Non Food-Service Buildings with Small Packaged Units | 0.00056854 | 0.00067274 | 0 | 0 | 0 | 0.0025144 | 0.0014008 | 0.00173 | 0 | 0 | 2.3064e-07 | 0 | 0 | 0 | 0 | 0.0025146 | 0.0014008 | 0.00173 | 0 | 0 | 0.0056454 | 182499.55
6103 | pkg_0004 | Package 4, Package 1 + Package 2 | TRUE | 2.4894 | Mercantile | GA, Bibb County | 64001_70000 | Small Packaged Unit | gen2_t8_halogen | Georgia | 12.3805 | A: Non Food-Service Buildings with Small Packaged Units | 0.0007246 | 0.00083935 | 0 | 0 | 0 | 0.0045229 | 0.0008044 | 0.0017129 | 0 | 0 | 5.71e-06 | 0 | 0 | 0 | 0 | 0.0045286 | 0.0008044 | 0.0017129 | 0 | 0 | 0.0070459 | 166790.5501
6104 | pkg_0004 | Package 4, Package 1 + Package 2 | TRUE | 2.1821 | Mercantile | GA, Bibb County | 70001_80000 | Small Packaged Unit | gen2_t8_halogen | Georgia | 8.3803 | A: Non Food-Service Buildings with Small Packaged Units | 0.0004462 | 0.00055746 | 0 | 0 | 0 | 0.0028322 | 0.00052927 | 0.0013143 | 0 | 0 | 3.8261e-06 | 0 | 0 | 0 | 0 | 0.002836 | 0.00052927 | 0.0013143 | 0 | 0 | 0.0046796 | 163654.1459
9131 | pkg_0004 | Package 4, Package 1 + Package 2 | TRUE | 1.3742 | Mercantile | GA, Bibb County | 52001_64000 | Small Packaged Unit | gen2_t8_halogen | Georgia | 34.3657 | C: Strip Malls with some Food-Service with Small Packaged Units | 0.00076183 | 0.0008993 | 0 | 0 | 0 | 0.0020952 | 0.001953 | 0.000734 | 0 | 0.00046791 | 1.7831e-05 | 0.0011915 | 0.0028865 | 0 | 0 | 0.002113 | 0.0031445 | 0.000734 | 0 | 0.0033544 | 0.009346 | 79702.5938
9133 | pkg_0004 | Package 4, Package 1 + Package 2 | TRUE | 0.98347 | Mercantile | GA, Bibb County | 30001_40000 | Small Packaged Unit | gen3_t5_cfl | Georgia | 26.0898 | C: Strip Malls with some Food-Service with Small Packaged Units | 0.00026282 | 0.00032001 | 0 | 0 | 0 | 0.00090992 | 0.00071723 | 0.0004501 | 0 | 0.0001246 | 4.4277e-06 | 0.00017442 | 0.00068357 | 0 | 0 | 0.00091435 | 0.00089165 | 0.0004501 | 0 | 0.00080817 | 0.0030643 | 34421.532
11585 | pkg_0004 | Package 4, Package 1 + Package 2 | TRUE | 1.4211 | Mercantile | GA, Bibb County | 80001_100000 | Small Packaged Unit | gen2_t8_halogen | Georgia | 25.6415 | C: Strip Malls with some Food-Service with Small Packaged Units | 0.00097001 | 0.0011132 | 0 | 0 | 0 | 0.0033527 | 0.0016797 | 0.0013588 | 0 | 0.00059026 | 0.00015043 | 0.00034655 | 0.0037119 | 0 | 0 | 0.0035031 | 0.0020262 | 0.0013588 | 0 | 0.0043022 | 0.01119 | 127900.4806
26621 | pkg_0004 | Package 4, Package 1 + Package 2 | TRUE | 0.0042096 | Mercantile | GA, Bibb County | 600001_1mil | Small Packaged Unit | gen2_t8_halogen | Georgia | 7.3447 | A: Non Food-Service Buildings with Small Packaged Units | 7.4965e-06 | 1.0058e-05 | 0 | 0 | 0 | 4.6026e-05 | 1.1117e-05 | 2.7256e-05 | 0 | 0 | 0 | 0 | 0 | 0 | 0 | 4.6026e-05 | 1.1117e-05 | 2.7256e-05 | 0 | 0 | 8.4399e-05 | 3367.7194
44082 | pkg_0004 | Package 4, Package 1 + Package 2 | TRUE | 0.023207 | Mercantile | GA, Bibb County | 400001_600000 | Small Packaged Unit | gen2_t8_halogen | Georgia | 18.402 | C: Strip Malls with some Food-Service with Small Packaged Units | 6.877e-05 | 8.648e-05 | 0 | 0 | 0 | 0.00029456 | 9.2863e-05 | 0.00011599 | 0 | 0.00021859 | 0 | 6.5991e-06 | 0 | 0 | 0 | 0.00029456 | 9.9462e-05 | 0.00011599 | 0 | 0.00021859 | 0.00072859 | 11603.6163
419 | pkg_0005 | Package 5, Variable Speed HP RTU or HP Boilers + Economizer + DCV + Energy Recovery | TRUE | 45.2941 | Mercantile | GA, Bibb County | 1001_3000 | Other HVAC | gen2_t8_halogen | Georgia | 23.3028 | G: Buildings with Furnace-Based Multizone Systems | 0.00068244 | 0.00081364 | 0 | 0 | 0 | 0.0022938 | 0.00069848 | 0.0025565 | 0 | 0.00079937 | 2.6188e-05 | 0 | 0.00082813 | 0 | 0 | 0.00232 | 0.00069848 | 0.0025565 | 0 | 0.0016275 | 0.0072029 | 90588.2075
420 | pkg_0005 | Package 5, Variable Speed HP RTU or HP Boilers + Economizer + DCV + Energy Recovery | TRUE | 11.3334 | Mercantile | GA, Bibb County | 8001_12000 | Small Packaged Unit | gen2_t8_halogen | Georgia | 36.3664 | C: Strip Malls with some Food-Service with Small Packaged Units | 0.0011004 | 0.0013217 | 0 | 0 | 0 | 0.0037959 | 0.00085259 | 0.0018572 | 0 | 0.00079233 | 0.00017821 | 0.0021915 | 0.0043957 | 0 | 0 | 0.0039741 | 0.0030441 | 0.0018572 | 0 | 0.0051881 | 0.014063 | 113333.9761
421 | pkg_0005 | Package 5, Variable Speed HP RTU or HP Boilers + Economizer + DCV + Energy Recovery | TRUE | 5.2913 | Mercantile | GA, Bibb County | 12001_30000 | Small Packaged Unit | gen2_t8_halogen | Georgia | 35.548 | C: Strip Malls with some Food-Service with Small Packaged Units | 0.0010873 | 0.0013133 | 0 | 0 | 0 | 0.0034024 | 0.0020372 | 0.0020115 | 0 | 0.00043406 | 3.4103e-06 | 0.0034184 | 0.002171 | 0 | 0 | 0.0034059 | 0.0054556 | 0.0020115 | 0 | 0.0026051 | 0.013478 | 111116.9782
423 | pkg_0005 | Package 5, Variable Speed HP RTU or HP Boilers + Economizer + DCV + Energy Recovery | TRUE | 22.5677 | Mercantile | GA, Bibb County | 3001_8000 | Small Packaged Unit | gen3_t5_cfl | Georgia | 34.3424 | C: Strip Malls with some Food-Service with Small Packaged Units | 0.0013478 | 0.0015533 | 0 | 0 | 0 | 0.0046453 | 0.0033137 | 0.0021039 | 0 | 0.001044 | 8.7699e-05 | 0 | 0.0033501 | 0 | 0 | 0.004733 | 0.0033137 | 0.0021039 | 0 | 0.0043942 | 0.014545 | 124122.3299
869 | pkg_0005 | Package 5, Variable Speed HP RTU or HP Boilers + Economizer + DCV + Energy Recovery | TRUE | 63.8799 | Mercantile | GA, Bibb County | _1000 | Small Packaged Unit | gen1_t12_incandescent | Georgia | 16.2111 | A: Non Food-Service Buildings with Small Packaged Units | 0.00034525 | 0.00041769 | 0 | 0 | 0 | 0.0014053 | 0.00024885 | 0.0018152 | 0 | 0 | 6.4785e-05 | 0 | 0 | 0 | 0 | 0.0014701 | 0.00024885 | 0.0018152 | 0 | 0 | 0.0035335 | 63879.8711
6095 | pkg_0005 | Package 5, Variable Speed HP RTU or HP Boilers + Economizer + DCV + Energy Recovery | TRUE | 0.80023 | Mercantile | GA, Bibb County | 150001_200000 | Small Packaged Unit | gen5_led | Georgia | 9.8065 | A: Non Food-Service Buildings with Small Packaged Units | 0.00049157 | 0.00055841 | 0 | 0 | 0 | 0.0020122 | 0.0010753 | 0.0015984 | 0 | 0 | 3.7924e-08 | 0 | 0 | 0 | 0 | 0.0020122 | 0.0010753 | 0.0015984 | 0 | 0 | 0.0046859 | 140040.3602
6098 | pkg_0005 | Package 5, Variable Speed HP RTU or HP Boilers + Economizer + DCV + Energy Recovery | TRUE | 1.949 | Mercantile | GA, Bibb County | 100001_150000 | Small Packaged Unit | gen2_t8_halogen | Georgia | 12.5688 | A: Non Food-Service Buildings with Small Packaged Units | 0.0010158 | 0.0012448 | 0 | 0 | 0 | 0.0052255 | 0.0013099 | 0.0039071 | 0 | 0 | 5.6342e-06 | 0 | 0 | 0 | 0 | 0.0052312 | 0.0013099 | 0.0039071 | 0 | 0 | 0.010448 | 243624.7109
6099 | pkg_0005 | Package 5, Variable Speed HP RTU or HP Boilers + Economizer + DCV + Energy Recovery | TRUE | 2.4907 | Mercantile | GA, Bibb County | 40001_52000 | Small Packaged Unit | gen2_t8_halogen | Georgia | 13.1157 | A: Non Food-Service Buildings with Small Packaged Units | 0.00051925 | 0.00061081 | 0 | 0 | 0 | 0.0026483 | 0.00061605 | 0.0018591 | 0 | 0 | 3.966e-06 | 0 | 0 | 0 | 0 | 0.0026522 | 0.00061605 | 0.0018591 | 0 | 0 | 0.0051274 | 114570.9445
6101 | pkg_0005 | Package 5, Variable Speed HP RTU or HP Boilers + Economizer + DCV + Energy Recovery | TRUE | 0.60833 | Mercantile | GA, Bibb County | 200001_400000 | Small Packaged Unit | gen2_t8_halogen | Georgia | 11.2811 | A: Non Food-Service Buildings with Small Packaged Units | 0.00070045 | 0.00083703 | 0 | 0 | 0 | 0.0029102 | 0.0014008 | 0.0027117 | 0 | 0 | 2.1853e-06 | 0 | 0 | 0 | 0 | 0.0029124 | 0.0014008 | 0.0027117 | 0 | 0 | 0.0070249 | 182499.55
6103 | pkg_0005 | Package 5, Variable Speed HP RTU or HP Boilers + Economizer + DCV + Energy Recovery | TRUE | 2.4894 | Mercantile | GA, Bibb County | 64001_70000 | Small Packaged Unit | gen2_t8_halogen | Georgia | 13.6711 | A: Non Food-Service Buildings with Small Packaged Units | 0.00078287 | 0.00092689 | 0 | 0 | 0 | 0.0043585 | 0.0008044 | 0.002612 | 0 | 0 | 5.4741e-06 | 0 | 0 | 0 | 0 | 0.004364 | 0.0008044 | 0.002612 | 0 | 0 | 0.0077804 | 166790.5501
6104 | pkg_0005 | Package 5, Variable Speed HP RTU or HP Boilers + Economizer + DCV + Energy Recovery | TRUE | 2.1821 | Mercantile | GA, Bibb County | 70001_80000 | Small Packaged Unit | gen2_t8_halogen | Georgia | 9.0439 | A: Non Food-Service Buildings with Small Packaged Units | 0.00044826 | 0.00060163 | 0 | 0 | 0 | 0.0024939 | 0.00052927 | 0.0020233 | 0 | 0 | 3.6814e-06 | 0 | 0 | 0 | 0 | 0.0024976 | 0.00052927 | 0.0020233 | 0 | 0 | 0.0050502 | 163654.1459
9131 | pkg_0005 | Package 5, Variable Speed HP RTU or HP Boilers + Economizer + DCV + Energy Recovery | TRUE | 1.3742 | Mercantile | GA, Bibb County | 52001_64000 | Small Packaged Unit | gen2_t8_halogen | Georgia | 36.0252 | C: Strip Malls with some Food-Service with Small Packaged Units | 0.00079851 | 0.00095315 | 0 | 0 | 0 | 0.0021751 | 0.001953 | 0.0011066 | 0 | 0.00046791 | 1.6633e-05 | 0.0011915 | 0.0028865 | 0 | 0 | 0.0021917 | 0.0031445 | 0.0011066 | 0 | 0.0033545 | 0.0097973 | 79702.5938
9133 | pkg_0005 | Package 5, Variable Speed HP RTU or HP Boilers + Economizer + DCV + Energy Recovery | TRUE | 0.98347 | Mercantile | GA, Bibb County | 30001_40000 | Small Packaged Unit | gen3_t5_cfl | Georgia | 25.9115 | C: Strip Malls with some Food-Service with Small Packaged Units | 0.00025687 | 0.00031734 | 0 | 0 | 0 | 0.00085362 | 0.00071723 | 0.00048214 | 0 | 0.0001246 | 7.7369e-06 | 0.00017442 | 0.00068357 | 0 | 0 | 0.00086135 | 0.00089165 | 0.00048214 | 0 | 0.00080817 | 0.0030433 | 34421.532
11585 | pkg_0005 | Package 5, Variable Speed HP RTU or HP Boilers + Economizer + DCV + Energy Recovery | TRUE | 1.4211 | Mercantile | GA, Bibb County | 80001_100000 | Small Packaged Unit | gen2_t8_halogen | Georgia | 27.3466 | C: Strip Malls with some Food-Service with Small Packaged Units | 0.0010138 | 0.0012012 | 0 | 0 | 0 | 0.0034091 | 0.0016797 | 0.0020349 | 0 | 0.00059026 | 0.00016207 | 0.00034655 | 0.0037119 | 0 | 0 | 0.0035712 | 0.0020262 | 0.0020349 | 0 | 0.0043022 | 0.011934 | 127900.4806
26621 | pkg_0005 | Package 5, Variable Speed HP RTU or HP Boilers + Economizer + DCV + Energy Recovery | TRUE | 0.0042096 | Mercantile | GA, Bibb County | 600001_1mil | Small Packaged Unit | gen2_t8_halogen | Georgia | 8.5288 | A: Non Food-Service Buildings with Small Packaged Units | 8.3665e-06 | 1.1679e-05 | 0 | 0 | 0 | 4.4458e-05 | 1.1117e-05 | 4.2431e-05 | 0 | 0 | 0 | 0 | 0 | 0 | 0 | 4.4458e-05 | 1.1117e-05 | 4.2431e-05 | 0 | 0 | 9.8006e-05 | 3367.7194
44082 | pkg_0005 | Package 5, Variable Speed HP RTU or HP Boilers + Economizer + DCV + Energy Recovery | TRUE | 0.023207 | Mercantile | GA, Bibb County | 400001_600000 | Small Packaged Unit | gen2_t8_halogen | Georgia | 20.455 | C: Strip Malls with some Food-Service with Small Packaged Units | 7.4721e-05 | 9.6166e-05 | 0 | 0 | 0 | 0.00032104 | 9.2863e-05 | 0.00017079 | 0 | 0.00021859 | 0 | 6.5991e-06 | 0 | 0 | 0 | 0.00032104 | 9.9462e-05 | 0.00017079 | 0 | 0.00021859 | 0.00080988 | 11603.6163
419 | pkg_0006 | Comprehensive Geothermal Heat Pump Package, Hydronic GHP, Packaged GHP, or Console GHP | TRUE | 45.2941 | Mercantile | GA, Bibb County | 1001_3000 | Other HVAC | gen2_t8_halogen | Georgia | 23.4681 | G: Buildings with Furnace-Based Multizone Systems | 0.00071316 | 0.0008211 | 0 | 0 | 0 | 0.0023715 | 0.00069848 | 0.0025565 | 0 | 0.00079937 | 0 | 0 | 0.00082813 | 0 | 0 | 0.0023715 | 0.00069848 | 0.0025565 | 0 | 0.0016275 | 0.007254 | 90588.2075
420 | pkg_0006 | Comprehensive Geothermal Heat Pump Package, Hydronic GHP, Packaged GHP, or Console GHP | TRUE | 11.3334 | Mercantile | GA, Bibb County | 8001_12000 | Small Packaged Unit | gen2_t8_halogen | Georgia | 34.4122 | C: Strip Malls with some Food-Service with Small Packaged Units | 0.00107 | 0.001241 | 0 | 0 | 0 | 0.0032184 | 0.00085259 | 0.0018572 | 0 | 0.00079233 | 0 | 0.0021915 | 0.0043957 | 0 | 0 | 0.0032184 | 0.0030441 | 0.0018572 | 0 | 0.0051881 | 0.013308 | 113333.9761
421 | pkg_0006 | Comprehensive Geothermal Heat Pump Package, Hydronic GHP, Packaged GHP, or Console GHP | TRUE | 5.2913 | Mercantile | GA, Bibb County | 12001_30000 | Small Packaged Unit | gen2_t8_halogen | Georgia | 34.9905 | C: Strip Malls with some Food-Service with Small Packaged Units | 0.0011094 | 0.0012883 | 0 | 0 | 0 | 0.0031945 | 0.0020372 | 0.0020115 | 0 | 0.00043406 | 0 | 0.0034184 | 0.002171 | 0 | 0 | 0.0031945 | 0.0054556 | 0.0020115 | 0 | 0.002605 | 0.013267 | 111116.9782
423 | pkg_0006 | Comprehensive Geothermal Heat Pump Package, Hydronic GHP, Packaged GHP, or Console GHP | TRUE | 22.5677 | Mercantile | GA, Bibb County | 3001_8000 | Small Packaged Unit | gen3_t5_cfl | Georgia | 31.4348 | C: Strip Malls with some Food-Service with Small Packaged Units | 0.0012373 | 0.0014111 | 0 | 0 | 0 | 0.0035016 | 0.0033137 | 0.0021039 | 0 | 0.001044 | 0 | 0 | 0.0033501 | 0 | 0 | 0.0035016 | 0.0033137 | 0.0021039 | 0 | 0.0043942 | 0.013313 | 124122.3299
869 | pkg_0006 | Comprehensive Geothermal Heat Pump Package, Hydronic GHP, Packaged GHP, or Console GHP | TRUE | 63.8799 | Mercantile | GA, Bibb County | _1000 | Small Packaged Unit | gen1_t12_incandescent | Georgia | 17.4694 | A: Non Food-Service Buildings with Small Packaged Units | 0.00038592 | 0.00045055 | 0 | 0 | 0 | 0.0016826 | 0.00024885 | 0.0018152 | 0 | 0 | 6.1152e-05 | 0 | 0 | 0 | 0 | 0.0017437 | 0.00024885 | 0.0018152 | 0 | 0 | 0.0038078 | 63879.8711
6095 | pkg_0006 | Comprehensive Geothermal Heat Pump Package, Hydronic GHP, Packaged GHP, or Console GHP | TRUE | 0.80023 | Mercantile | GA, Bibb County | 150001_200000 | Small Packaged Unit | gen5_led | Georgia | 8.9378 | A: Non Food-Service Buildings with Small Packaged Units | 0.00044979 | 0.00050894 | 0 | 0 | 0 | 0.0015971 | 0.0010753 | 0.0015984 | 0 | 0 | 4.5508e-08 | 0 | 0 | 0 | 0 | 0.0015971 | 0.0010753 | 0.0015984 | 0 | 0 | 0.0042708 | 140040.3602
6098 | pkg_0006 | Comprehensive Geothermal Heat Pump Package, Hydronic GHP, Packaged GHP, or Console GHP | TRUE | 1.949 | Mercantile | GA, Bibb County | 100001_150000 | Small Packaged Unit | gen2_t8_halogen | Georgia | 12.9544 | A: Non Food-Service Buildings with Small Packaged Units | 0.0010915 | 0.001283 | 0 | 0 | 0 | 0.0055468 | 0.0013099 | 0.0039071 | 0 | 0 | 4.9138e-06 | 0 | 0 | 0 | 0 | 0.0055517 | 0.0013099 | 0.0039071 | 0 | 0 | 0.010769 | 243624.7109
6099 | pkg_0006 | Comprehensive Geothermal Heat Pump Package, Hydronic GHP, Packaged GHP, or Console GHP | TRUE | 2.4907 | Mercantile | GA, Bibb County | 40001_52000 | Small Packaged Unit | gen2_t8_halogen | Georgia | 12.5316 | A: Non Food-Service Buildings with Small Packaged Units | 0.00050069 | 0.00058357 | 0 | 0 | 0 | 0.0024194 | 0.00061605 | 0.0018591 | 0 | 0 | 4.4381e-06 | 0 | 0 | 0 | 0 | 0.0024239 | 0.00061605 | 0.0018591 | 0 | 0 | 0.004899 | 114570.9445
6101 | pkg_0006 | Comprehensive Geothermal Heat Pump Package, Hydronic GHP, Packaged GHP, or Console GHP | TRUE | 0.60833 | Mercantile | GA, Bibb County | 200001_400000 | Small Packaged Unit | gen2_t8_halogen | Georgia | 11.3945 | A: Non Food-Service Buildings with Small Packaged Units | 0.00072953 | 0.00084546 | 0 | 0 | 0 | 0.0029811 | 0.0014008 | 0.0027117 | 0 | 0 | 1.9489e-06 | 0 | 0 | 0 | 0 | 0.002983 | 0.0014008 | 0.0027117 | 0 | 0 | 0.0070955 | 182499.55
6103 | pkg_0006 | Comprehensive Geothermal Heat Pump Package, Hydronic GHP, Packaged GHP, or Console GHP | TRUE | 2.4894 | Mercantile | GA, Bibb County | 64001_70000 | Small Packaged Unit | gen2_t8_halogen | Georgia | 11.3552 | A: Non Food-Service Buildings with Small Packaged Units | 0.00063817 | 0.00076976 | 0 | 0 | 0 | 0.0030394 | 0.0008044 | 0.002612 | 0 | 0 | 6.6302e-06 | 0 | 0 | 0 | 0 | 0.003046 | 0.0008044 | 0.002612 | 0 | 0 | 0.0064624 | 166790.5501
6104 | pkg_0006 | Comprehensive Geothermal Heat Pump Package, Hydronic GHP, Packaged GHP, or Console GHP | TRUE | 2.1821 | Mercantile | GA, Bibb County | 70001_80000 | Small Packaged Unit | gen2_t8_halogen | Georgia | 9.5542 | A: Non Food-Service Buildings with Small Packaged Units | 0.00050569 | 0.00063553 | 0 | 0 | 0 | 0.0027778 | 0.00052927 | 0.0020233 | 0 | 0 | 4.8189e-06 | 0 | 0 | 0 | 0 | 0.0027826 | 0.00052927 | 0.0020233 | 0 | 0 | 0.0053352 | 163654.1459
9131 | pkg_0006 | Comprehensive Geothermal Heat Pump Package, Hydronic GHP, Packaged GHP, or Console GHP | TRUE | 1.3742 | Mercantile | GA, Bibb County | 52001_64000 | Small Packaged Unit | gen2_t8_halogen | Georgia | 34.3101 | C: Strip Malls with some Food-Service with Small Packaged Units | 0.00076813 | 0.00089844 | 0 | 0 | 0 | 0.0017253 | 0.001953 | 0.0011066 | 0 | 0.00046791 | 0 | 0.0011915 | 0.0028865 | 0 | 0 | 0.0017253 | 0.0031445 | 0.0011066 | 0 | 0.0033544 | 0.0093309 | 79702.5938
9133 | pkg_0006 | Comprehensive Geothermal Heat Pump Package, Hydronic GHP, Packaged GHP, or Console GHP | TRUE | 0.98347 | Mercantile | GA, Bibb County | 30001_40000 | Small Packaged Unit | gen3_t5_cfl | Georgia | 27.2683 | C: Strip Malls with some Food-Service with Small Packaged Units | 0.00029178 | 0.00033674 | 0 | 0 | 0 | 0.0010207 | 0.00071723 | 0.00048214 | 0 | 0.0001246 | 0 | 0.00017442 | 0.00068357 | 0 | 0 | 0.0010207 | 0.00089165 | 0.00048214 | 0 | 0.00080817 | 0.0032027 | 34421.532
11585 | pkg_0006 | Comprehensive Geothermal Heat Pump Package, Hydronic GHP, Packaged GHP, or Console GHP | TRUE | 1.4211 | Mercantile | GA, Bibb County | 80001_100000 | Small Packaged Unit | gen2_t8_halogen | Georgia | 26.5613 | C: Strip Malls with some Food-Service with Small Packaged Units | 0.0010297 | 0.0011689 | 0 | 0 | 0 | 0.0032286 | 0.0016797 | 0.0020349 | 0 | 0.00059028 | 0 | 0.00034655 | 0.0037118 | 0 | 0 | 0.0032286 | 0.0020262 | 0.0020349 | 0 | 0.0043021 | 0.011592 | 127900.4806
26621 | pkg_0006 | Comprehensive Geothermal Heat Pump Package, Hydronic GHP, Packaged GHP, or Console GHP | TRUE | 0.0042096 | Mercantile | GA, Bibb County | 600001_1mil | Small Packaged Unit | gen2_t8_halogen | Georgia | 9.078 | A: Non Food-Service Buildings with Small Packaged Units | 9.5814e-06 | 1.2431e-05 | 0 | 0 | 0 | 5.0769e-05 | 1.1117e-05 | 4.2431e-05 | 0 | 0 | 0 | 0 | 0 | 0 | 0 | 5.0769e-05 | 1.1117e-05 | 4.2431e-05 | 0 | 0 | 0.00010432 | 3367.7194
44082 | pkg_0006 | Comprehensive Geothermal Heat Pump Package, Hydronic GHP, Packaged GHP, or Console GHP | TRUE | 0.023207 | Mercantile | GA, Bibb County | 400001_600000 | Small Packaged Unit | gen2_t8_halogen | Georgia | 18.6672 | C: Strip Malls with some Food-Service with Small Packaged Units | 7.0574e-05 | 8.7731e-05 | 0 | 0 | 0 | 0.00025025 | 9.2863e-05 | 0.00017079 | 0 | 0.00021859 | 0 | 6.5991e-06 | 0 | 0 | 0 | 0.00025025 | 9.9462e-05 | 0.00017079 | 0 | 0.00021859 | 0.0007391 | 11603.6163
419 | pkg_0007 | Package 6, Demand Flexibility, Lighting + Thermostat Control, Load Shed for Daily Bldg Peak Reduction | FALSE | 45.2941 | Mercantile | GA, Bibb County | 1001_3000 | Other HVAC | gen2_t8_halogen | Georgia | 28.2125 | G: Buildings with Furnace-Based Multizone Systems | 0.00077067 | 0.0009683 | 0 | 0 | 0 | 0.0033121 | 0.00069848 | 0.0025565 | 0 | 0.00079937 | 0.0005259 | 0 | 0.00082813 | 0 | 0 | 0.003838 | 0.00069848 | 0.0025565 | 0 | 0.0016275 | 0.0087205 | 90588.2075
420 | pkg_0007 | Package 6, Demand Flexibility, Lighting + Thermostat Control, Load Shed for Daily Bldg Peak Reduction | FALSE | 11.3334 | Mercantile | GA, Bibb County | 8001_12000 | Small Packaged Unit | gen2_t8_halogen | Georgia | 44.5453 | C: Strip Malls with some Food-Service with Small Packaged Units | 0.0012951 | 0.0015957 | 0 | 0 | 0 | 0.0049937 | 0.00085259 | 0.0018572 | 0 | 0.00079233 | 0.0021431 | 0.0021915 | 0.0043957 | 0 | 0 | 0.0071369 | 0.0030441 | 0.0018572 | 0 | 0.0051881 | 0.017226 | 113333.9761
421 | pkg_0007 | Package 6, Demand Flexibility, Lighting + Thermostat Control, Load Shed for Daily Bldg Peak Reduction | FALSE | 5.2913 | Mercantile | GA, Bibb County | 12001_30000 | Small Packaged Unit | gen2_t8_halogen | Georgia | 40.9935 | C: Strip Malls with some Food-Service with Small Packaged Units | 0.0012145 | 0.0015271 | 0 | 0 | 0 | 0.0048507 | 0.0020372 | 0.0020115 | 0 | 0.00043406 | 0.00061978 | 0.0034184 | 0.002171 | 0 | 0 | 0.0054705 | 0.0054556 | 0.0020115 | 0 | 0.002605 | 0.015543 | 111116.9782
423 | pkg_0007 | Package 6, Demand Flexibility, Lighting + Thermostat Control, Load Shed for Daily Bldg Peak Reduction | FALSE | 22.5677 | Mercantile | GA, Bibb County | 3001_8000 | Small Packaged Unit | gen3_t5_cfl | Georgia | 44.7535 | C: Strip Malls with some Food-Service with Small Packaged Units | 0.0017258 | 0.001996 | 0 | 0 | 0 | 0.0074748 | 0.0033137 | 0.0021039 | 0 | 0.001044 | 0.0016678 | 0 | 0.0033501 | 0 | 0 | 0.0091425 | 0.0033137 | 0.0021039 | 0 | 0.0043942 | 0.018954 | 124122.3299
869 | pkg_0007 | Package 6, Demand Flexibility, Lighting + Thermostat Control, Load Shed for Daily Bldg Peak Reduction | FALSE | 63.8799 | Mercantile | GA, Bibb County | _1000 | Small Packaged Unit | gen1_t12_incandescent | Georgia | 25.7389 | A: Non Food-Service Buildings with Small Packaged Units | 0.00046873 | 0.00059895 | 0 | 0 | 0 | 0.0022172 | 0.00024885 | 0.0018152 | 0 | 0 | 0.001329 | 0 | 0 | 0 | 0 | 0.0035462 | 0.00024885 | 0.0018152 | 0 | 0 | 0.0056102 | 63879.8711
6095 | pkg_0007 | Package 6, Demand Flexibility, Lighting + Thermostat Control, Load Shed for Daily Bldg Peak Reduction | FALSE | 0.80023 | Mercantile | GA, Bibb County | 150001_200000 | Small Packaged Unit | gen5_led | Georgia | 15.8557 | A: Non Food-Service Buildings with Small Packaged Units | 0.0007369 | 0.00083962 | 0 | 0 | 0 | 0.0036947 | 0.0010753 | 0.0015984 | 0 | 0 | 0.0012081 | 0 | 0 | 0 | 0 | 0.0049028 | 0.0010753 | 0.0015984 | 0 | 0 | 0.0075765 | 140040.3602
6098 | pkg_0007 | Package 6, Demand Flexibility, Lighting + Thermostat Control, Load Shed for Daily Bldg Peak Reduction | FALSE | 1.949 | Mercantile | GA, Bibb County | 100001_150000 | Small Packaged Unit | gen2_t8_halogen | Georgia | 19.3323 | A: Non Food-Service Buildings with Small Packaged Units | 0.001438 | 0.0018209 | 0 | 0 | 0 | 0.0090542 | 0.0013099 | 0.0039071 | 0 | 0 | 0.0017993 | 0 | 0 | 0 | 0 | 0.010854 | 0.0013099 | 0.0039071 | 0 | 0 | 0.016071 | 243624.7109
6099 | pkg_0007 | Package 6, Demand Flexibility, Lighting + Thermostat Control, Load Shed for Daily Bldg Peak Reduction | FALSE | 2.4907 | Mercantile | GA, Bibb County | 40001_52000 | Small Packaged Unit | gen2_t8_halogen | Georgia | 24.1509 | A: Non Food-Service Buildings with Small Packaged Units | 0.00088531 | 0.0010249 | 0 | 0 | 0 | 0.0050521 | 0.00061605 | 0.0018591 | 0 | 0 | 0.0019142 | 0 | 0 | 0 | 0 | 0.0069663 | 0.00061605 | 0.0018591 | 0 | 0 | 0.0094414 | 114570.9445
6101 | pkg_0007 | Package 6, Demand Flexibility, Lighting + Thermostat Control, Load Shed for Daily Bldg Peak Reduction | FALSE | 0.60833 | Mercantile | GA, Bibb County | 200001_400000 | Small Packaged Unit | gen2_t8_halogen | Georgia | 14.4799 | A: Non Food-Service Buildings with Small Packaged Units | 0.00082271 | 0.0010327 | 0 | 0 | 0 | 0.0041054 | 0.0014008 | 0.0027117 | 0 | 0 | 0.00079893 | 0 | 0 | 0 | 0 | 0.0049043 | 0.0014008 | 0.0027117 | 0 | 0 | 0.0090168 | 182499.55
6103 | pkg_0007 | Package 6, Demand Flexibility, Lighting + Thermostat Control, Load Shed for Daily Bldg Peak Reduction | FALSE | 2.4894 | Mercantile | GA, Bibb County | 64001_70000 | Small Packaged Unit | gen2_t8_halogen | Georgia | 20.0652 | A: Non Food-Service Buildings with Small Packaged Units | 0.0010625 | 0.0012733 | 0 | 0 | 0 | 0.006332 | 0.0008044 | 0.002612 | 0 | 0 | 0.0016709 | 0 | 0 | 0 | 0 | 0.008003 | 0.0008044 | 0.002612 | 0 | 0 | 0.011419 | 166790.5501
6104 | pkg_0007 | Package 6, Demand Flexibility, Lighting + Thermostat Control, Load Shed for Daily Bldg Peak Reduction | FALSE | 2.1821 | Mercantile | GA, Bibb County | 70001_80000 | Small Packaged Unit | gen2_t8_halogen | Georgia | 13.1391 | A: Non Food-Service Buildings with Small Packaged Units | 0.00057105 | 0.00081769 | 0 | 0 | 0 | 0.0037023 | 0.00052927 | 0.0020233 | 0 | 0 | 0.0010822 | 0 | 0 | 0 | 0 | 0.0047845 | 0.00052927 | 0.0020233 | 0 | 0 | 0.007337 | 163654.1459
9131 | pkg_0007 | Package 6, Demand Flexibility, Lighting + Thermostat Control, Load Shed for Daily Bldg Peak Reduction | FALSE | 1.3742 | Mercantile | GA, Bibb County | 52001_64000 | Small Packaged Unit | gen2_t8_halogen | Georgia | 39.749 | C: Strip Malls with some Food-Service with Small Packaged Units | 0.00087686 | 0.0010694 | 0 | 0 | 0 | 0.0031024 | 0.001953 | 0.0011066 | 0 | 0.00046791 | 0.000102 | 0.0011915 | 0.0028865 | 0 | 0 | 0.0032044 | 0.0031445 | 0.0011066 | 0 | 0.0033544 | 0.01081 | 79702.5938
9133 | pkg_0007 | Package 6, Demand Flexibility, Lighting + Thermostat Control, Load Shed for Daily Bldg Peak Reduction | FALSE | 0.98347 | Mercantile | GA, Bibb County | 30001_40000 | Small Packaged Unit | gen3_t5_cfl | Georgia | 30.8384 | C: Strip Malls with some Food-Service with Small Packaged Units | 0.000281 | 0.00036073 | 0 | 0 | 0 | 0.00094389 | 0.00071723 | 0.00048214 | 0 | 0.0001246 | 0.00049615 | 0.00017442 | 0.00068357 | 0 | 0 | 0.00144 | 0.00089165 | 0.00048214 | 0 | 0.00080817 | 0.003622 | 34421.532
11585 | pkg_0007 | Package 6, Demand Flexibility, Lighting + Thermostat Control, Load Shed for Daily Bldg Peak Reduction | FALSE | 1.4211 | Mercantile | GA, Bibb County | 80001_100000 | Small Packaged Unit | gen2_t8_halogen | Georgia | 30.9256 | C: Strip Malls with some Food-Service with Small Packaged Units | 0.0010842 | 0.0013555 | 0 | 0 | 0 | 0.004362 | 0.0016797 | 0.0020349 | 0 | 0.00059028 | 0.00077116 | 0.00034655 | 0.0037119 | 0 | 0 | 0.0051331 | 0.0020262 | 0.0020349 | 0 | 0.0043022 | 0.013496 | 127900.4806
26621 | pkg_0007 | Package 6, Demand Flexibility, Lighting + Thermostat Control, Load Shed for Daily Bldg Peak Reduction | FALSE | 0.0042096 | Mercantile | GA, Bibb County | 600001_1mil | Small Packaged Unit | gen2_t8_halogen | Georgia | 11.6991 | A: Non Food-Service Buildings with Small Packaged Units | 1.0935e-05 | 1.6021e-05 | 0 | 0 | 0 | 8.0888e-05 | 1.1117e-05 | 4.2431e-05 | 0 | 0 | 0 | 0 | 0 | 0 | 0 | 8.0888e-05 | 1.1117e-05 | 4.2431e-05 | 0 | 0 | 0.00013444 | 3367.7194
44082 | pkg_0007 | Package 6, Demand Flexibility, Lighting + Thermostat Control, Load Shed for Daily Bldg Peak Reduction | FALSE | 0.023207 | Mercantile | GA, Bibb County | 400001_600000 | Small Packaged Unit | gen2_t8_halogen | Georgia | 25.3556 | C: Strip Malls with some Food-Service with Small Packaged Units | 8.956e-05 | 0.00011929 | 0 | 0 | 0 | 0.00051506 | 9.2863e-05 | 0.00017079 | 0 | 0.00021859 | 0 | 6.5991e-06 | 0 | 0 | 0 | 0.00051506 | 9.9462e-05 | 0.00017079 | 0 | 0.00021859 | 0.0010039 | 11603.6163
496 | baseline | Baseline | TRUE | 81.3835 | Office | GA, Bibb County | _1000 | Small Packaged Unit | gen2_t8_halogen | Georgia | 40.2611 | A: Non Food-Service Buildings with Small Packaged Units | 0.001046 | 0.0011473 | 0 | 0 | 0 | 0.0045842 | 0.001562 | 0.0015003 | 0 | 0 | 0.0030122 | 0 | 0.00052299 | 0 | 0 | 0.0075964 | 0.001562 | 0.0015003 | 0 | 0.00052299 | 0.01118 | 81383.4507
497 | baseline | Baseline | TRUE | 38.8004 | Office | GA, Bibb County | 1001_3000 | Small Packaged Unit | gen2_t8_halogen | Georgia | 21.8194 | A: Non Food-Service Buildings with Small Packaged Units | 0.00058139 | 0.00065326 | 0 | 0 | 0 | 0.002603 | 0.0011191 | 0.0012084 | 0 | 0.00017395 | 0.000673 | 0 | 0 | 0 | 0 | 0.003276 | 0.0011191 | 0.0012084 | 0 | 0.00017395 | 0.0057775 | 77600.7566
499 | baseline | Baseline | TRUE | 11.4908 | Office | GA, Bibb County | 3001_8000 | Small Packaged Unit | gen2_t8_halogen | Georgia | 14.2576 | A: Non Food-Service Buildings with Small Packaged Units | 0.000285 | 0.00033741 | 0 | 0 | 0 | 0.0014086 | 0.00053181 | 0.00048596 | 0 | 9.4753e-05 | 0.000554 | 0 | 0 | 0 | 0 | 0.0019621 | 0.00053181 | 0.00048596 | 0 | 9.4753e-05 | 0.0030746 | 63199.1712
1234 | baseline | Baseline | TRUE | 4.8609 | Office | GA, Bibb County | 8001_12000 | Small Packaged Unit | gen1_t12_incandescent | Georgia | 17.4647 | A: Non Food-Service Buildings with Small Packaged Units | 0.000293 | 0.00034519 | 0 | 0 | 0 | 0.0014429 | 0.00066634 | 0.00072379 | 0 | 6.36e-05 | 0 | 0 | 0 | 0 | 0 | 0.0014429 | 0.00066634 | 0.00072379 | 0 | 6.36e-05 | 0.0028967 | 48608.5001
6139 | baseline | Baseline | TRUE | 3.0393 | Office | GA, Bibb County | 12001_30000 | Small Packaged Unit | gen5_led | Georgia | 16.0147 | A: Non Food-Service Buildings with Small Packaged Units | 0.00034387 | 0.00038721 | 0 | 0 | 0 | 0.0017721 | 0.00054471 | 0.00062831 | 0 | 0 | 0.00045641 | 0 | 8.619e-05 | 0 | 0 | 0.0022285 | 0.00054471 | 0.00062831 | 0 | 8.619e-05 | 0.0034877 | 63824.8911
19460 | baseline | Baseline | TRUE | 0.35771 | Office | GA, Bibb County | 100001_150000 | Small Packaged Unit | gen4_led | Georgia | 15.1302 | A: Non Food-Service Buildings with Small Packaged Units | 0.00022186 | 0.00026954 | 0 | 0 | 0 | 0.0014332 | 0.0004678 | 0.00030134 | 0 | 0 | 6.2268e-05 | 0 | 4.375e-05 | 0 | 0 | 0.0014955 | 0.0004678 | 0.00030134 | 0 | 4.375e-05 | 0.0023084 | 44713.2426
19461 | baseline | Baseline | TRUE | 0.41758 | Office | GA, Bibb County | 64001_70000 | Small Packaged Unit | gen2_t8_halogen | Georgia | 10.2399 | A: Non Food-Service Buildings with Small Packaged Units | 8.1221e-05 | 0.00011569 | 0 | 0 | 0 | 0.00055729 | 0.00018787 | 0.00019188 | 0 | 2.5247e-05 | 1.5246e-05 | 0 | 0 | 0 | 0 | 0.00057253 | 0.00018787 | 0.00019188 | 0 | 2.5247e-05 | 0.00097754 | 27977.5753
19462 | baseline | Baseline | TRUE | 0.23031 | Office | GA, Bibb County | 80001_100000 | Small Packaged Unit | gen2_t8_halogen | Georgia | 18.8551 | A: Non Food-Service Buildings with Small Packaged Units | 0.00013402 | 0.00015691 | 0 | 0 | 0 | 0.00076474 | 0.00026985 | 0.00026056 | 0 | 0 | 1.4905e-05 | 0 | 2.3521e-05 | 0 | 0 | 0.00077964 | 0.00026985 | 0.00026056 | 0 | 2.3521e-05 | 0.0013336 | 20728.1849
19464 | baseline | Baseline | TRUE | 0.67839 | Office | GA, Bibb County | 40001_52000 | Small Packaged Unit | gen2_t8_halogen | Georgia | 20.2781 | A: Non Food-Service Buildings with Small Packaged Units | 0.00021912 | 0.00025265 | 0 | 0 | 0 | 0.0013113 | 0.00050694 | 0.00025201 | 0 | 0 | 3.7711e-05 | 0 | 5.1188e-05 | 0 | 0 | 0.001349 | 0.00050694 | 0.00025201 | 0 | 5.1188e-05 | 0.0021592 | 31205.7104
19465 | baseline | Baseline | TRUE | 0.53394 | Office | GA, Bibb County | 52001_64000 | Small Packaged Unit | gen4_led | Georgia | 11.9353 | A: Non Food-Service Buildings with Small Packaged Units | 0.00010306 | 0.00013237 | 0 | 0 | 0 | 0.00048614 | 0.0002989 | 0.00013375 | 0 | 0 | 0.0003057 | 0 | 3.669e-05 | 0 | 0 | 0.00079184 | 0.0002989 | 0.00013375 | 0 | 3.669e-05 | 0.0012612 | 30968.3207
22258 | baseline | Baseline | TRUE | 0.39859 | Office | GA, Bibb County | 70001_80000 | Zone-by-Zone | gen3_t5_cfl | Georgia | 9.0471 | I: Non-Lodging Buildings with Zone-by-Zone Systems | 7.9717e-05 | 9.6353e-05 | 0 | 0 | 0 | 0.00029884 | 0.00020172 | 0.00016213 | 0 | 0 | 0.00022034 | 0 | 3.9831e-05 | 0 | 0 | 0.00051917 | 0.00020172 | 0.00016213 | 0 | 3.9831e-05 | 0.00092285 | 29894.5019
24953 | baseline | Baseline | TRUE | 0.31894 | Office | GA, Bibb County | 30001_40000 | Small Packaged Unit | gen2_t8_halogen | Georgia | 18.2279 | A: Non Food-Service Buildings with Small Packaged Units | 6.8164e-05 | 7.8402e-05 | 0 | 0 | 0 | 0.00033805 | 0.0001881 | 7.0979e-05 | 0 | 1.4353e-05 | 8.2801e-05 | 0 | 0 | 0 | 0 | 0.00042085 | 0.0001881 | 7.0979e-05 | 0 | 1.4353e-05 | 0.00069428 | 11162.7781
39679 | baseline | Baseline | TRUE | 0.15901 | Office | GA, Bibb County | 200001_400000 | Multizone CAV/VAV | gen2_t8_halogen | Georgia | 10.5771 | F: Buildings with Electric Resistance Multizone Systems | 0.000182 | 0.00020516 | 0 | 0 | 0 | 0.00086077 | 0.00055534 | 0.00028858 | 0 | 1.6914e-05 | 0 | 0 | 0 | 0 | 0 | 0.00086077 | 0.00055534 | 0.00028858 | 0 | 1.6914e-05 | 0.0017216 | 47702.3883
39683 | baseline | Baseline | TRUE | 0.088127 | Office | GA, Bibb County | 400001_600000 | Multizone CAV/VAV | gen1_t12_incandescent | Georgia | 15.3964 | F: Buildings with Electric Resistance Multizone Systems | 0.0002398 | 0.00027586 | 0 | 0 | 0 | 0.0012535 | 0.00058734 | 0.00046007 | 0 | 1.3957e-05 | 0 | 0 | 0 | 0 | 0 | 0.0012535 | 0.00058734 | 0.00046007 | 0 | 1.3957e-05 | 0.0023149 | 44063.4998
43823 | baseline | Baseline | TRUE | 0.074164 | Office | GA, Bibb County | 600001_1mil | Multizone CAV/VAV | gen3_t5_cfl | Georgia | 17.3684 | D: Buildings with Hydronically Heated Multizone Systems | 0.00032584 | 0.00037664 | 0 | 0 | 0 | 0.0017405 | 0.00064491 | 0.00032125 | 0 | 0 | 0.00078771 | 0 | 2.1828e-05 | 0 | 0 | 0.0025282 | 0.00064491 | 0.00032125 | 0 | 2.1828e-05 | 0.0035162 | 59331.5127
51181 | baseline | Baseline | TRUE | 0.42843 | Office | GA, Bibb County | 150001_200000 | Multizone CAV/VAV | gen2_t8_halogen | Georgia | 13.0935 | D: Buildings with Hydronically Heated Multizone Systems | 0.00030167 | 0.00034208 | 0 | 0 | 0 | 0.000797 | 0.00064699 | 0.00078482 | 0 | 3.0318e-05 | 0.0010906 | 0 | 0 | 0 | 0 | 0.0018876 | 0.00064699 | 0.00078482 | 0 | 3.0318e-05 | 0.0033497 | 74975.8941
43821 | baseline | Baseline | TRUE | 0.092567 | Office | GA, Cobb County | over_1mil | Multizone CAV/VAV | gen2_t8_halogen | Georgia | 13.7008 | D: Buildings with Hydronically Heated Multizone Systems | 0.00044271 | 0.00049801 | 0 | 0 | 0 | 0.0016934 | 0.0010418 | 0.00067526 | 0 | 2.6995e-05 | 0.0013227 | 0 | 0 | 0 | 0 | 0.0030161 | 0.0010418 | 0.00067526 | 0 | 2.6995e-05 | 0.0047602 | 101823.9495
496 | env_0001 | Wall Insulation | TRUE | 81.3835 | Office | GA, Bibb County | _1000 | Small Packaged Unit | gen2_t8_halogen | Georgia | 36.5583 | A: Non Food-Service Buildings with Small Packaged Units | 0.00097685 | 0.0010702 | 0 | 0 | 0 | 0.0044238 | 0.001562 | 0.0015003 | 0 | 0 | 0.0021444 | 0 | 0.00052299 | 0 | 0 | 0.0065682 | 0.001562 | 0.0015003 | 0 | 0.00052299 | 0.010152 | 81383.4507
497 | env_0001 | Wall Insulation | TRUE | 38.8004 | Office | GA, Bibb County | 1001_3000 | Small Packaged Unit | gen2_t8_halogen | Georgia | 20.4722 | A: Non Food-Service Buildings with Small Packaged Units | 0.00055283 | 0.00062522 | 0 | 0 | 0 | 0.0025228 | 0.0011191 | 0.0012084 | 0 | 0.00017395 | 0.00039644 | 0 | 0 | 0 | 0 | 0.0029193 | 0.0011191 | 0.0012084 | 0 | 0.00017395 | 0.0054207 | 77600.7566
499 | env_0001 | Wall Insulation | TRUE | 11.4908 | Office | GA, Bibb County | 3001_8000 | Small Packaged Unit | gen2_t8_halogen | Georgia | 12.0929 | A: Non Food-Service Buildings with Small Packaged Units | 0.00024686 | 0.00029872 | 0 | 0 | 0 | 0.0012653 | 0.00053181 | 0.00048596 | 0 | 9.4753e-05 | 0.00023013 | 0 | 0 | 0 | 0 | 0.0014955 | 0.00053181 | 0.00048596 | 0 | 9.4753e-05 | 0.0026078 | 63199.1712
1234 | env_0001 | Wall Insulation | TRUE | 4.8609 | Office | GA, Bibb County | 8001_12000 | Small Packaged Unit | gen1_t12_incandescent | Georgia | 17.0583 | A: Non Food-Service Buildings with Small Packaged Units | 0.0002848 | 0.00033716 | 0 | 0 | 0 | 0.0013756 | 0.00066634 | 0.00072379 | 0 | 6.3579e-05 | 0 | 0 | 0 | 0 | 0 | 0.0013756 | 0.00066634 | 0.00072379 | 0 | 6.3579e-05 | 0.0028293 | 48608.5001
6139 | env_0001 | Wall Insulation | TRUE | 3.0393 | Office | GA, Bibb County | 12001_30000 | Small Packaged Unit | gen5_led | Georgia | 15.7336 | A: Non Food-Service Buildings with Small Packaged Units | 0.00033965 | 0.00038232 | 0 | 0 | 0 | 0.0017567 | 0.00054471 | 0.00062831 | 0 | 0 | 0.00041053 | 0 | 8.619e-05 | 0 | 0 | 0.0021673 | 0.00054471 | 0.00062831 | 0 | 8.619e-05 | 0.0034265 | 63824.8911
19460 | env_0001 | Wall Insulation | TRUE | 0.35771 | Office | GA, Bibb County | 100001_150000 | Small Packaged Unit | gen4_led | Georgia | 14.9959 | A: Non Food-Service Buildings with Small Packaged Units | 0.00022048 | 0.00026787 | 0 | 0 | 0 | 0.0014275 | 0.0004678 | 0.00030134 | 0 | 0 | 4.7462e-05 | 0 | 4.375e-05 | 0 | 0 | 0.001475 | 0.0004678 | 0.00030134 | 0 | 4.375e-05 | 0.0022879 | 44713.2426
19461 | env_0001 | Wall Insulation | TRUE | 0.41758 | Office | GA, Bibb County | 64001_70000 | Small Packaged Unit | gen2_t8_halogen | Georgia | 10.0901 | A: Non Food-Service Buildings with Small Packaged Units | 8.0139e-05 | 0.00011426 | 0 | 0 | 0 | 0.00054821 | 0.00018787 | 0.00019188 | 0 | 2.5247e-05 | 1.0025e-05 | 0 | 0 | 0 | 0 | 0.00055824 | 0.00018787 | 0.00019188 | 0 | 2.5247e-05 | 0.00096324 | 27977.5753
19462 | env_0001 | Wall Insulation | TRUE | 0.23031 | Office | GA, Bibb County | 80001_100000 | Small Packaged Unit | gen2_t8_halogen | Georgia | 18.7421 | A: Non Food-Service Buildings with Small Packaged Units | 0.00013321 | 0.00015631 | 0 | 0 | 0 | 0.00076345 | 0.00026985 | 0.00026056 | 0 | 0 | 8.1948e-06 | 0 | 2.3521e-05 | 0 | 0 | 0.00077165 | 0.00026985 | 0.00026056 | 0 | 2.3521e-05 | 0.0013256 | 20728.1849
19464 | env_0001 | Wall Insulation | TRUE | 0.67839 | Office | GA, Bibb County | 40001_52000 | Small Packaged Unit | gen2_t8_halogen | Georgia | 20.2086 | A: Non Food-Service Buildings with Small Packaged Units | 0.00021884 | 0.00025195 | 0 | 0 | 0 | 0.0013074 | 0.00050694 | 0.00025201 | 0 | 0 | 3.4226e-05 | 0 | 5.1188e-05 | 0 | 0 | 0.0013416 | 0.00050694 | 0.00025201 | 0 | 5.1188e-05 | 0.0021518 | 31205.7104
19465 | env_0001 | Wall Insulation | TRUE | 0.53394 | Office | GA, Bibb County | 52001_64000 | Small Packaged Unit | gen4_led | Georgia | 11.6892 | A: Non Food-Service Buildings with Small Packaged Units | 0.00010125 | 0.00013042 | 0 | 0 | 0 | 0.00048207 | 0.0002989 | 0.00013375 | 0 | 0 | 0.00028377 | 0 | 3.669e-05 | 0 | 0 | 0.00076584 | 0.0002989 | 0.00013375 | 0 | 3.669e-05 | 0.0012352 | 30968.3207
22258 | env_0001 | Wall Insulation | TRUE | 0.39859 | Office | GA, Bibb County | 70001_80000 | Zone-by-Zone | gen3_t5_cfl | Georgia | 8.2436 | I: Non-Lodging Buildings with Zone-by-Zone Systems | 7.2726e-05 | 8.9491e-05 | 0 | 0 | 0 | 0.00027237 | 0.00020172 | 0.00016213 | 0 | 0 | 0.00016483 | 0 | 3.9831e-05 | 0 | 0 | 0.0004372 | 0.00020172 | 0.00016213 | 0 | 3.9831e-05 | 0.00084088 | 29894.5019
24953 | env_0001 | Wall Insulation | TRUE | 0.31894 | Office | GA, Bibb County | 30001_40000 | Small Packaged Unit | gen2_t8_halogen | Georgia | 17.2458 | A: Non Food-Service Buildings with Small Packaged Units | 6.5331e-05 | 7.5598e-05 | 0 | 0 | 0 | 0.00033224 | 0.0001881 | 7.0979e-05 | 0 | 1.4353e-05 | 5.1203e-05 | 0 | 0 | 0 | 0 | 0.00038344 | 0.0001881 | 7.0979e-05 | 0 | 1.4353e-05 | 0.00065688 | 11162.7781
39679 | env_0001 | Wall Insulation | TRUE | 0.15901 | Office | GA, Bibb County | 200001_400000 | Multizone CAV/VAV | gen2_t8_halogen | Georgia | 10.4268 | F: Buildings with Electric Resistance Multizone Systems | 0.00017888 | 0.00020225 | 0 | 0 | 0 | 0.00083631 | 0.00055534 | 0.00028858 | 0 | 1.6914e-05 | 0 | 0 | 0 | 0 | 0 | 0.00083631 | 0.00055534 | 0.00028858 | 0 | 1.6914e-05 | 0.0016971 | 47702.3883
39683 | env_0001 | Wall Insulation | TRUE | 0.088127 | Office | GA, Bibb County | 400001_600000 | Multizone CAV/VAV | gen1_t12_incandescent | Georgia | 15.3164 | F: Buildings with Electric Resistance Multizone Systems | 0.00023862 | 0.00027443 | 0 | 0 | 0 | 0.0012415 | 0.00058734 | 0.00046007 | 0 | 1.3957e-05 | 0 | 0 | 0 | 0 | 0 | 0.0012415 | 0.00058734 | 0.00046007 | 0 | 1.3957e-05 | 0.0023028 | 44063.4998
43823 | env_0001 | Wall Insulation | TRUE | 0.074164 | Office | GA, Bibb County | 600001_1mil | Multizone CAV/VAV | gen3_t5_cfl | Georgia | 17.3201 | D: Buildings with Hydronically Heated Multizone Systems | 0.00032519 | 0.00037586 | 0 | 0 | 0 | 0.0017382 | 0.00064491 | 0.00032125 | 0 | 0 | 0.00078026 | 0 | 2.1828e-05 | 0 | 0 | 0.0025184 | 0.00064491 | 0.00032125 | 0 | 2.1828e-05 | 0.0035064 | 59331.5127
51181 | env_0001 | Wall Insulation | TRUE | 0.42843 | Office | GA, Bibb County | 150001_200000 | Multizone CAV/VAV | gen2_t8_halogen | Georgia | 12.2444 | D: Buildings with Hydronically Heated Multizone Systems | 0.00028393 | 0.00032469 | 0 | 0 | 0 | 0.000742 | 0.00064699 | 0.00078482 | 0 | 3.0318e-05 | 0.00092833 | 0 | 0 | 0 | 0 | 0.0016703 | 0.00064699 | 0.00078482 | 0 | 3.0318e-05 | 0.0031325 | 74975.8941
496 | env_0002 | Roof Insulation | TRUE | 81.3835 | Office | GA, Bibb County | _1000 | Small Packaged Unit | gen2_t8_halogen | Georgia | 38.7389 | A: Non Food-Service Buildings with Small Packaged Units | 0.001019 | 0.0011152 | 0 | 0 | 0 | 0.0045117 | 0.001562 | 0.0015003 | 0 | 0 | 0.0026604 | 0 | 0.00052299 | 0 | 0 | 0.0071722 | 0.001562 | 0.0015003 | 0 | 0.00052299 | 0.010757 | 81383.4507
497 | env_0002 | Roof Insulation | TRUE | 38.8004 | Office | GA, Bibb County | 1001_3000 | Small Packaged Unit | gen2_t8_halogen | Georgia | 21.3292 | A: Non Food-Service Buildings with Small Packaged Units | 0.00057391 | 0.0006431 | 0 | 0 | 0 | 0.0025743 | 0.0011191 | 0.0012084 | 0 | 0.00017395 | 0.00057186 | 0 | 0 | 0 | 0 | 0.0031462 | 0.0011191 | 0.0012084 | 0 | 0.00017395 | 0.0056476 | 77600.7566
499 | env_0002 | Roof Insulation | TRUE | 11.4908 | Office | GA, Bibb County | 3001_8000 | Small Packaged Unit | gen2_t8_halogen | Georgia | 13.9207 | A: Non Food-Service Buildings with Small Packaged Units | 0.00028019 | 0.00033154 | 0 | 0 | 0 | 0.0013893 | 0.00053181 | 0.00048596 | 0 | 9.4753e-05 | 0.00050023 | 0 | 0 | 0 | 0 | 0.0018895 | 0.00053181 | 0.00048596 | 0 | 9.4753e-05 | 0.0030019 | 63199.1712
1234 | env_0002 | Roof Insulation | TRUE | 4.8609 | Office | GA, Bibb County | 8001_12000 | Small Packaged Unit | gen1_t12_incandescent | Georgia | 16.8328 | A: Non Food-Service Buildings with Small Packaged Units | 0.00028079 | 0.0003327 | 0 | 0 | 0 | 0.0013382 | 0.00066634 | 0.00072379 | 0 | 6.3579e-05 | 0 | 0 | 0 | 0 | 0 | 0.0013382 | 0.00066634 | 0.00072379 | 0 | 6.3579e-05 | 0.0027919 | 48608.5001
6139 | env_0002 | Roof Insulation | TRUE | 3.0393 | Office | GA, Bibb County | 12001_30000 | Small Packaged Unit | gen5_led | Georgia | 15.3164 | A: Non Food-Service Buildings with Small Packaged Units | 0.0003338 | 0.00037461 | 0 | 0 | 0 | 0.0017255 | 0.00054471 | 0.00062831 | 0 | 0 | 0.0003509 | 0 | 8.619e-05 | 0 | 0 | 0.0020764 | 0.00054471 | 0.00062831 | 0 | 8.619e-05 | 0.0033356 | 63824.8911
19460 | env_0002 | Roof Insulation | TRUE | 0.35771 | Office | GA, Bibb County | 100001_150000 | Small Packaged Unit | gen4_led | Georgia | 15.045 | A: Non Food-Service Buildings with Small Packaged Units | 0.00022111 | 0.00026848 | 0 | 0 | 0 | 0.0014296 | 0.0004678 | 0.00030134 | 0 | 0 | 5.289e-05 | 0 | 4.375e-05 | 0 | 0 | 0.0014825 | 0.0004678 | 0.00030134 | 0 | 4.375e-05 | 0.0022954 | 44713.2426
19461 | env_0002 | Roof Insulation | TRUE | 0.41758 | Office | GA, Bibb County | 64001_70000 | Small Packaged Unit | gen2_t8_halogen | Georgia | 10.1243 | A: Non Food-Service Buildings with Small Packaged Units | 8.0551e-05 | 0.00011462 | 0 | 0 | 0 | 0.00055091 | 0.00018787 | 0.00019188 | 0 | 2.5247e-05 | 1.0583e-05 | 0 | 0 | 0 | 0 | 0.00056149 | 0.00018787 | 0.00019188 | 0 | 2.5247e-05 | 0.0009665 | 27977.5753
19462 | env_0002 | Roof Insulation | TRUE | 0.23031 | Office | GA, Bibb County | 80001_100000 | Small Packaged Unit | gen2_t8_halogen | Georgia | 18.7523 | A: Non Food-Service Buildings with Small Packaged Units | 0.00013378 | 0.00015632 | 0 | 0 | 0 | 0.00076283 | 0.00026985 | 0.00026056 | 0 | 0 | 9.5439e-06 | 0 | 2.3521e-05 | 0 | 0 | 0.00077237 | 0.00026985 | 0.00026056 | 0 | 2.3521e-05 | 0.0013263 | 20728.1849
19464 | env_0002 | Roof Insulation | TRUE | 0.67839 | Office | GA, Bibb County | 40001_52000 | Small Packaged Unit | gen2_t8_halogen | Georgia | 20.2595 | A: Non Food-Service Buildings with Small Packaged Units | 0.00021902 | 0.00025249 | 0 | 0 | 0 | 0.0013109 | 0.00050694 | 0.00025201 | 0 | 0 | 3.62e-05 | 0 | 5.1188e-05 | 0 | 0 | 0.0013471 | 0.00050694 | 0.00025201 | 0 | 5.1188e-05 | 0.0021572 | 31205.7104
19465 | env_0002 | Roof Insulation | TRUE | 0.53394 | Office | GA, Bibb County | 52001_64000 | Small Packaged Unit | gen4_led | Georgia | 11.6798 | A: Non Food-Service Buildings with Small Packaged Units | 0.00010124 | 0.00013027 | 0 | 0 | 0 | 0.0004806 | 0.0002989 | 0.00013375 | 0 | 0 | 0.00028425 | 0 | 3.669e-05 | 0 | 0 | 0.00076485 | 0.0002989 | 0.00013375 | 0 | 3.669e-05 | 0.0012342 | 30968.3207
22258 | env_0002 | Roof Insulation | TRUE | 0.39859 | Office | GA, Bibb County | 70001_80000 | Zone-by-Zone | gen3_t5_cfl | Georgia | 8.2586 | I: Non-Lodging Buildings with Zone-by-Zone Systems | 7.4043e-05 | 8.9972e-05 | 0 | 0 | 0 | 0.0002796 | 0.00020172 | 0.00016213 | 0 | 0 | 0.00015914 | 0 | 3.9831e-05 | 0 | 0 | 0.00043874 | 0.00020172 | 0.00016213 | 0 | 3.9831e-05 | 0.00084241 | 29894.5019
24953 | env_0002 | Roof Insulation | TRUE | 0.31894 | Office | GA, Bibb County | 30001_40000 | Small Packaged Unit | gen2_t8_halogen | Georgia | 17.4917 | A: Non Food-Service Buildings with Small Packaged Units | 6.636e-05 | 7.6269e-05 | 0 | 0 | 0 | 0.0003331 | 0.0001881 | 7.0979e-05 | 0 | 1.4353e-05 | 5.9712e-05 | 0 | 0 | 0 | 0 | 0.00039281 | 0.0001881 | 7.0979e-05 | 0 | 1.4353e-05 | 0.00066624 | 11162.7781
39679 | env_0002 | Roof Insulation | TRUE | 0.15901 | Office | GA, Bibb County | 200001_400000 | Multizone CAV/VAV | gen2_t8_halogen | Georgia | 10.1058 | F: Buildings with Electric Resistance Multizone Systems | 0.00017195 | 0.00019602 | 0 | 0 | 0 | 0.00078406 | 0.00055534 | 0.00028858 | 0 | 1.6914e-05 | 0 | 0 | 0 | 0 | 0 | 0.00078406 | 0.00055534 | 0.00028858 | 0 | 1.6914e-05 | 0.0016449 | 47702.3883
39683 | env_0002 | Roof Insulation | TRUE | 0.088127 | Office | GA, Bibb County | 400001_600000 | Multizone CAV/VAV | gen1_t12_incandescent | Georgia | 15.139 | F: Buildings with Electric Resistance Multizone Systems | 0.00023665 | 0.00027124 | 0 | 0 | 0 | 0.0012148 | 0.00058734 | 0.00046007 | 0 | 1.3957e-05 | 0 | 0 | 0 | 0 | 0 | 0.0012148 | 0.00058734 | 0.00046007 | 0 | 1.3957e-05 | 0.0022762 | 44063.4998
43823 | env_0002 | Roof Insulation | TRUE | 0.074164 | Office | GA, Bibb County | 600001_1mil | Multizone CAV/VAV | gen3_t5_cfl | Georgia | 16.4947 | D: Buildings with Hydronically Heated Multizone Systems | 0.00031463 | 0.00036296 | 0 | 0 | 0 | 0.001705 | 0.00064491 | 0.00032125 | 0 | 0 | 0.00064629 | 0 | 2.1828e-05 | 0 | 0 | 0.0023513 | 0.00064491 | 0.00032125 | 0 | 2.1828e-05 | 0.0033393 | 59331.5127
51181 | env_0002 | Roof Insulation | TRUE | 0.42843 | Office | GA, Bibb County | 150001_200000 | Multizone CAV/VAV | gen2_t8_halogen | Georgia | 12.0531 | D: Buildings with Hydronically Heated Multizone Systems | 0.00028318 | 0.00032201 | 0 | 0 | 0 | 0.00075329 | 0.00064699 | 0.00078482 | 0 | 3.0318e-05 | 0.00086811 | 0 | 0 | 0 | 0 | 0.0016214 | 0.00064699 | 0.00078482 | 0 | 3.0318e-05 | 0.0030835 | 74975.8941
496 | env_0003 | Secondary Windows | TRUE | 81.3835 | Office | GA, Bibb County | _1000 | Small Packaged Unit | gen2_t8_halogen | Georgia | 38.45 | A: Non Food-Service Buildings with Small Packaged Units | 0.0010106 | 0.0011044 | 0 | 0 | 0 | 0.0044084 | 0.001562 | 0.0015003 | 0 | 0 | 0.0026836 | 0 | 0.00052299 | 0 | 0 | 0.0070919 | 0.001562 | 0.0015003 | 0 | 0.00052299 | 0.010677 | 81383.4507
497 | env_0003 | Secondary Windows | TRUE | 38.8004 | Office | GA, Bibb County | 1001_3000 | Small Packaged Unit | gen2_t8_halogen | Georgia | 21.5639 | A: Non Food-Service Buildings with Small Packaged Units | 0.00057673 | 0.00064539 | 0 | 0 | 0 | 0.002539 | 0.0011191 | 0.0012084 | 0 | 0.00017395 | 0.00066932 | 0 | 0 | 0 | 0 | 0.0032083 | 0.0011191 | 0.0012084 | 0 | 0.00017395 | 0.0057098 | 77600.7566
499 | env_0003 | Secondary Windows | TRUE | 11.4908 | Office | GA, Bibb County | 3001_8000 | Small Packaged Unit | gen2_t8_halogen | Georgia | 14.2535 | A: Non Food-Service Buildings with Small Packaged Units | 0.00028456 | 0.00033731 | 0 | 0 | 0 | 0.0014078 | 0.00053181 | 0.00048596 | 0 | 9.4753e-05 | 0.00055349 | 0 | 0 | 0 | 0 | 0.0019613 | 0.00053181 | 0.00048596 | 0 | 9.4753e-05 | 0.0030737 | 63199.1712
1234 | env_0003 | Secondary Windows | TRUE | 4.8609 | Office | GA, Bibb County | 8001_12000 | Small Packaged Unit | gen1_t12_incandescent | Georgia | 17.4306 | A: Non Food-Service Buildings with Small Packaged Units | 0.00029204 | 0.00034452 | 0 | 0 | 0 | 0.0014373 | 0.00066634 | 0.00072379 | 0 | 6.3579e-05 | 0 | 0 | 0 | 0 | 0 | 0.0014373 | 0.00066634 | 0.00072379 | 0 | 6.3579e-05 | 0.002891 | 48608.5001
6139 | env_0003 | Secondary Windows | TRUE | 3.0393 | Office | GA, Bibb County | 12001_30000 | Small Packaged Unit | gen5_led | Georgia | 15.9858 | A: Non Food-Service Buildings with Small Packaged Units | 0.00034341 | 0.00038665 | 0 | 0 | 0 | 0.0017693 | 0.00054471 | 0.00062831 | 0 | 0 | 0.00045296 | 0 | 8.619e-05 | 0 | 0 | 0.0022222 | 0.00054471 | 0.00062831 | 0 | 8.619e-05 | 0.0034814 | 63824.8911
19460 | env_0003 | Secondary Windows | TRUE | 0.35771 | Office | GA, Bibb County | 100001_150000 | Small Packaged Unit | gen4_led | Georgia | 14.975 | A: Non Food-Service Buildings with Small Packaged Units | 0.00022005 | 0.00026677 | 0 | 0 | 0 | 0.0014105 | 0.0004678 | 0.00030134 | 0 | 0 | 6.1268e-05 | 0 | 4.375e-05 | 0 | 0 | 0.0014718 | 0.0004678 | 0.00030134 | 0 | 4.375e-05 | 0.0022847 | 44713.2426
19461 | env_0003 | Secondary Windows | TRUE | 0.41758 | Office | GA, Bibb County | 64001_70000 | Small Packaged Unit | gen2_t8_halogen | Georgia | 10.0164 | A: Non Food-Service Buildings with Small Packaged Units | 7.9533e-05 | 0.00011317 | 0 | 0 | 0 | 0.00053627 | 0.00018787 | 0.00019188 | 0 | 2.5247e-05 | 1.4933e-05 | 0 | 0 | 0 | 0 | 0.0005512 | 0.00018787 | 0.00019188 | 0 | 2.5247e-05 | 0.0009562 | 27977.5753
19462 | env_0003 | Secondary Windows | TRUE | 0.23031 | Office | GA, Bibb County | 80001_100000 | Small Packaged Unit | gen2_t8_halogen | Georgia | 18.6462 | A: Non Food-Service Buildings with Small Packaged Units | 0.00013289 | 0.00015519 | 0 | 0 | 0 | 0.00075082 | 0.00026985 | 0.00026056 | 0 | 0 | 1.4052e-05 | 0 | 2.3521e-05 | 0 | 0 | 0.00076487 | 0.00026985 | 0.00026056 | 0 | 2.3521e-05 | 0.0013188 | 20728.1849
19464 | env_0003 | Secondary Windows | TRUE | 0.67839 | Office | GA, Bibb County | 40001_52000 | Small Packaged Unit | gen2_t8_halogen | Georgia | 20.1128 | A: Non Food-Service Buildings with Small Packaged Units | 0.0002178 | 0.00025065 | 0 | 0 | 0 | 0.0012955 | 0.00050694 | 0.00025201 | 0 | 0 | 3.5943e-05 | 0 | 5.1188e-05 | 0 | 0 | 0.0013314 | 0.00050694 | 0.00025201 | 0 | 5.1188e-05 | 0.0021416 | 31205.7104
19465 | env_0003 | Secondary Windows | TRUE | 0.53394 | Office | GA, Bibb County | 52001_64000 | Small Packaged Unit | gen4_led | Georgia | 11.1766 | A: Non Food-Service Buildings with Small Packaged Units | 9.7594e-05 | 0.00012562 | 0 | 0 | 0 | 0.00045949 | 0.0002989 | 0.00013375 | 0 | 0 | 0.00025218 | 0 | 3.669e-05 | 0 | 0 | 0.00071167 | 0.0002989 | 0.00013375 | 0 | 3.669e-05 | 0.001181 | 30968.3207
22258 | env_0003 | Secondary Windows | TRUE | 0.39859 | Office | GA, Bibb County | 70001_80000 | Zone-by-Zone | gen3_t5_cfl | Georgia | 8.9724 | I: Non-Lodging Buildings with Zone-by-Zone Systems | 7.9131e-05 | 9.5656e-05 | 0 | 0 | 0 | 0.00029524 | 0.00020172 | 0.00016213 | 0 | 0 | 0.00021632 | 0 | 3.9831e-05 | 0 | 0 | 0.00051156 | 0.00020172 | 0.00016213 | 0 | 3.9831e-05 | 0.00091523 | 29894.5019
24953 | env_0003 | Secondary Windows | TRUE | 0.31894 | Office | GA, Bibb County | 30001_40000 | Small Packaged Unit | gen2_t8_halogen | Georgia | 17.7763 | A: Non Food-Service Buildings with Small Packaged Units | 6.6988e-05 | 7.6981e-05 | 0 | 0 | 0 | 0.00033286 | 0.0001881 | 7.0979e-05 | 0 | 1.4353e-05 | 7.0788e-05 | 0 | 0 | 0 | 0 | 0.00040365 | 0.0001881 | 7.0979e-05 | 0 | 1.4353e-05 | 0.00067708 | 11162.7781
39679 | env_0003 | Secondary Windows | TRUE | 0.15901 | Office | GA, Bibb County | 200001_400000 | Multizone CAV/VAV | gen2_t8_halogen | Georgia | 10.5178 | F: Buildings with Electric Resistance Multizone Systems | 0.00018096 | 0.00020401 | 0 | 0 | 0 | 0.00085112 | 0.00055534 | 0.00028858 | 0 | 1.6914e-05 | 0 | 0 | 0 | 0 | 0 | 0.00085112 | 0.00055534 | 0.00028858 | 0 | 1.6914e-05 | 0.001712 | 47702.3883
39683 | env_0003 | Secondary Windows | TRUE | 0.088127 | Office | GA, Bibb County | 400001_600000 | Multizone CAV/VAV | gen1_t12_incandescent | Georgia | 15.3842 | F: Buildings with Electric Resistance Multizone Systems | 0.00023965 | 0.00027564 | 0 | 0 | 0 | 0.0012517 | 0.00058734 | 0.00046007 | 0 | 1.3957e-05 | 0 | 0 | 0 | 0 | 0 | 0.0012517 | 0.00058734 | 0.00046007 | 0 | 1.3957e-05 | 0.002313 | 44063.4998
43823 | env_0003 | Secondary Windows | TRUE | 0.074164 | Office | GA, Bibb County | 600001_1mil | Multizone CAV/VAV | gen3_t5_cfl | Georgia | 17.3195 | D: Buildings with Hydronically Heated Multizone Systems | 0.0003251 | 0.00037525 | 0 | 0 | 0 | 0.0017268 | 0.00064491 | 0.00032125 | 0 | 0 | 0.00079153 | 0 | 2.1828e-05 | 0 | 0 | 0.0025183 | 0.00064491 | 0.00032125 | 0 | 2.1828e-05 | 0.0035063 | 59331.5127
51181 | env_0003 | Secondary Windows | TRUE | 0.42843 | Office | GA, Bibb County | 150001_200000 | Multizone CAV/VAV | gen2_t8_halogen | Georgia | 13.0671 | D: Buildings with Hydronically Heated Multizone Systems | 0.00030084 | 0.00034087 | 0 | 0 | 0 | 0.00078255 | 0.00064699 | 0.00078482 | 0 | 3.0318e-05 | 0.0010983 | 0 | 0 | 0 | 0 | 0.0018808 | 0.00064699 | 0.00078482 | 0 | 3.0318e-05 | 0.0033429 | 74975.8941
496 | env_0004 | Window Film | TRUE | 81.3835 | Office | GA, Bibb County | _1000 | Small Packaged Unit | gen2_t8_halogen | Georgia | 40.2056 | A: Non Food-Service Buildings with Small Packaged Units | 0.0010386 | 0.0011257 | 0 | 0 | 0 | 0.0041908 | 0.001562 | 0.0015003 | 0 | 0 | 0.0033894 | 0 | 0.00052299 | 0 | 0 | 0.0075802 | 0.001562 | 0.0015003 | 0 | 0.00052299 | 0.011165 | 81383.4507
497 | env_0004 | Window Film | TRUE | 38.8004 | Office | GA, Bibb County | 1001_3000 | Small Packaged Unit | gen2_t8_halogen | Georgia | 21.8 | A: Non Food-Service Buildings with Small Packaged Units | 0.00057871 | 0.00064335 | 0 | 0 | 0 | 0.0024202 | 0.0011191 | 0.0012084 | 0 | 0.00017395 | 0.00085062 | 0 | 0 | 0 | 0 | 0.0032708 | 0.0011191 | 0.0012084 | 0 | 0.00017395 | 0.0057723 | 77600.7566
499 | env_0004 | Window Film | TRUE | 11.4908 | Office | GA, Bibb County | 3001_8000 | Small Packaged Unit | gen2_t8_halogen | Georgia | 14.2631 | A: Non Food-Service Buildings with Small Packaged Units | 0.00028462 | 0.00033722 | 0 | 0 | 0 | 0.0014035 | 0.00053181 | 0.00048596 | 0 | 9.4753e-05 | 0.0005598 | 0 | 0 | 0 | 0 | 0.0019633 | 0.00053181 | 0.00048596 | 0 | 9.4753e-05 | 0.0030758 | 63199.1712
1234 | env_0004 | Window Film | TRUE | 4.8609 | Office | GA, Bibb County | 8001_12000 | Small Packaged Unit | gen1_t12_incandescent | Georgia | 17.4728 | A: Non Food-Service Buildings with Small Packaged Units | 0.00029325 | 0.00034535 | 0 | 0 | 0 | 0.0014443 | 0.00066634 | 0.00072379 | 0 | 6.3579e-05 | 0 | 0 | 0 | 0 | 0 | 0.0014443 | 0.00066634 | 0.00072379 | 0 | 6.3579e-05 | 0.002898 | 48608.5001
6139 | env_0004 | Window Film | TRUE | 3.0393 | Office | GA, Bibb County | 12001_30000 | Small Packaged Unit | gen5_led | Georgia | 16.0374 | A: Non Food-Service Buildings with Small Packaged Units | 0.00034389 | 0.0003865 | 0 | 0 | 0 | 0.0017522 | 0.00054471 | 0.00062831 | 0 | 0 | 0.00048125 | 0 | 8.619e-05 | 0 | 0 | 0.0022335 | 0.00054471 | 0.00062831 | 0 | 8.619e-05 | 0.0034926 | 63824.8911
19460 | env_0004 | Window Film | TRUE | 0.35771 | Office | GA, Bibb County | 100001_150000 | Small Packaged Unit | gen4_led | Georgia | 14.7581 | A: Non Food-Service Buildings with Small Packaged Units | 0.00021711 | 0.00026197 | 0 | 0 | 0 | 0.0013612 | 0.0004678 | 0.00030134 | 0 | 0 | 7.7559e-05 | 0 | 4.375e-05 | 0 | 0 | 0.0014387 | 0.0004678 | 0.00030134 | 0 | 4.375e-05 | 0.0022516 | 44713.2426
19461 | env_0004 | Window Film | TRUE | 0.41758 | Office | GA, Bibb County | 64001_70000 | Small Packaged Unit | gen2_t8_halogen | Georgia | 9.643 | A: Non Food-Service Buildings with Small Packaged Units | 7.6529e-05 | 0.00010861 | 0 | 0 | 0 | 0.00049472 | 0.00018787 | 0.00019188 | 0 | 2.5247e-05 | 2.0834e-05 | 0 | 0 | 0 | 0 | 0.00051555 | 0.00018787 | 0.00019188 | 0 | 2.5247e-05 | 0.00092056 | 27977.5753
19462 | env_0004 | Window Film | TRUE | 0.23031 | Office | GA, Bibb County | 80001_100000 | Small Packaged Unit | gen2_t8_halogen | Georgia | 18.2887 | A: Non Food-Service Buildings with Small Packaged Units | 0.00013064 | 0.00015182 | 0 | 0 | 0 | 0.00071868 | 0.00026985 | 0.00026056 | 0 | 0 | 2.0902e-05 | 0 | 2.3521e-05 | 0 | 0 | 0.00073958 | 0.00026985 | 0.00026056 | 0 | 2.3521e-05 | 0.0012935 | 20728.1849
19464 | env_0004 | Window Film | TRUE | 0.67839 | Office | GA, Bibb County | 40001_52000 | Small Packaged Unit | gen2_t8_halogen | Georgia | 19.3279 | A: Non Food-Service Buildings with Small Packaged Units | 0.00021042 | 0.00023985 | 0 | 0 | 0 | 0.0011959 | 0.00050694 | 0.00025201 | 0 | 0 | 5.1992e-05 | 0 | 5.1188e-05 | 0 | 0 | 0.0012479 | 0.00050694 | 0.00025201 | 0 | 5.1188e-05 | 0.002058 | 31205.7104
19465 | env_0004 | Window Film | TRUE | 0.53394 | Office | GA, Bibb County | 52001_64000 | Small Packaged Unit | gen4_led | Georgia | 11.577 | A: Non Food-Service Buildings with Small Packaged Units | 0.00010051 | 0.00012682 | 0 | 0 | 0 | 0.00042846 | 0.0002989 | 0.00013375 | 0 | 0 | 0.00032552 | 0 | 3.669e-05 | 0 | 0 | 0.00075398 | 0.0002989 | 0.00013375 | 0 | 3.669e-05 | 0.0012233 | 30968.3207
22258 | env_0004 | Window Film | TRUE | 0.39859 | Office | GA, Bibb County | 70001_80000 | Zone-by-Zone | gen3_t5_cfl | Georgia | 9.0528 | I: Non-Lodging Buildings with Zone-by-Zone Systems | 7.9531e-05 | 9.5974e-05 | 0 | 0 | 0 | 0.00029086 | 0.00020172 | 0.00016213 | 0 | 0 | 0.00022889 | 0 | 3.9831e-05 | 0 | 0 | 0.00051975 | 0.00020172 | 0.00016213 | 0 | 3.9831e-05 | 0.00092342 | 29894.5019
24953 | env_0004 | Window Film | TRUE | 0.31894 | Office | GA, Bibb County | 30001_40000 | Small Packaged Unit | gen2_t8_halogen | Georgia | 18.0733 | A: Non Food-Service Buildings with Small Packaged Units | 6.7632e-05 | 7.7474e-05 | 0 | 0 | 0 | 0.00032785 | 0.0001881 | 7.0979e-05 | 0 | 1.4353e-05 | 8.7106e-05 | 0 | 0 | 0 | 0 | 0.00041496 | 0.0001881 | 7.0979e-05 | 0 | 1.4353e-05 | 0.00068839 | 11162.7781
39679 | env_0004 | Window Film | TRUE | 0.15901 | Office | GA, Bibb County | 200001_400000 | Multizone CAV/VAV | gen2_t8_halogen | Georgia | 10.5774 | F: Buildings with Electric Resistance Multizone Systems | 0.00018255 | 0.00020517 | 0 | 0 | 0 | 0.00086083 | 0.00055534 | 0.00028858 | 0 | 1.6914e-05 | 0 | 0 | 0 | 0 | 0 | 0.00086083 | 0.00055534 | 0.00028858 | 0 | 1.6914e-05 | 0.0017217 | 47702.3883
39683 | env_0004 | Window Film | TRUE | 0.088127 | Office | GA, Bibb County | 400001_600000 | Multizone CAV/VAV | gen1_t12_incandescent | Georgia | 15.3884 | F: Buildings with Electric Resistance Multizone Systems | 0.00023976 | 0.00027571 | 0 | 0 | 0 | 0.0012523 | 0.00058734 | 0.00046007 | 0 | 1.3957e-05 | 0 | 0 | 0 | 0 | 0 | 0.0012523 | 0.00058734 | 0.00046007 | 0 | 1.3957e-05 | 0.0023137 | 44063.4998
43823 | env_0004 | Window Film | TRUE | 0.074164 | Office | GA, Bibb County | 600001_1mil | Multizone CAV/VAV | gen3_t5_cfl | Georgia | 17.6068 | D: Buildings with Hydronically Heated Multizone Systems | 0.00032883 | 0.0003789 | 0 | 0 | 0 | 0.0017222 | 0.00064491 | 0.00032125 | 0 | 0 | 0.00085423 | 0 | 2.1828e-05 | 0 | 0 | 0.0025765 | 0.00064491 | 0.00032125 | 0 | 2.1828e-05 | 0.0035645 | 59331.5127
51181 | env_0004 | Window Film | TRUE | 0.42843 | Office | GA, Bibb County | 150001_200000 | Multizone CAV/VAV | gen2_t8_halogen | Georgia | 13.3269 | D: Buildings with Hydronically Heated Multizone Systems | 0.00030452 | 0.00034427 | 0 | 0 | 0 | 0.0007626 | 0.00064699 | 0.00078482 | 0 | 3.0318e-05 | 0.0011847 | 0 | 0 | 0 | 0 | 0.0019473 | 0.00064699 | 0.00078482 | 0 | 3.0318e-05 | 0.0034094 | 74975.8941
496 | env_0005 | New Windows | TRUE | 81.3835 | Office | GA, Bibb County | _1000 | Small Packaged Unit | gen2_t8_halogen | Georgia | 38.8778 | A: Non Food-Service Buildings with Small Packaged Units | 0.0010151 | 0.0011018 | 0 | 0 | 0 | 0.0042063 | 0.001562 | 0.0015003 | 0 | 0 | 0.0030052 | 0 | 0.00052299 | 0 | 0 | 0.0072115 | 0.001562 | 0.0015003 | 0 | 0.00052299 | 0.010796 | 81383.4507
497 | env_0005 | New Windows | TRUE | 38.8004 | Office | GA, Bibb County | 1001_3000 | Small Packaged Unit | gen2_t8_halogen | Georgia | 21.1889 | A: Non Food-Service Buildings with Small Packaged Units | 0.00056919 | 0.00063353 | 0 | 0 | 0 | 0.0024393 | 0.0011191 | 0.0012084 | 0 | 0.00017395 | 0.00066969 | 0 | 0 | 0 | 0 | 0.003109 | 0.0011191 | 0.0012084 | 0 | 0.00017395 | 0.0056105 | 77600.7566
499 | env_0005 | New Windows | TRUE | 11.4908 | Office | GA, Bibb County | 3001_8000 | Small Packaged Unit | gen2_t8_halogen | Georgia | 14.2455 | A: Non Food-Service Buildings with Small Packaged Units | 0.00028441 | 0.00033707 | 0 | 0 | 0 | 0.0014056 | 0.00053181 | 0.00048596 | 0 | 9.4753e-05 | 0.00055392 | 0 | 0 | 0 | 0 | 0.0019595 | 0.00053181 | 0.00048596 | 0 | 9.4753e-05 | 0.003072 | 63199.1712
1234 | env_0005 | New Windows | TRUE | 4.8609 | Office | GA, Bibb County | 8001_12000 | Small Packaged Unit | gen1_t12_incandescent | Georgia | 17.3808 | A: Non Food-Service Buildings with Small Packaged Units | 0.00029133 | 0.00034354 | 0 | 0 | 0 | 0.0014291 | 0.00066634 | 0.00072379 | 0 | 6.3579e-05 | 0 | 0 | 0 | 0 | 0 | 0.0014291 | 0.00066634 | 0.00072379 | 0 | 6.3579e-05 | 0.0028828 | 48608.5001
6139 | env_0005 | New Windows | TRUE | 3.0393 | Office | GA, Bibb County | 12001_30000 | Small Packaged Unit | gen5_led | Georgia | 15.9228 | A: Non Food-Service Buildings with Small Packaged Units | 0.00034249 | 0.00038566 | 0 | 0 | 0 | 0.0017679 | 0.00054471 | 0.00062831 | 0 | 0 | 0.00044054 | 0 | 8.619e-05 | 0 | 0 | 0.0022084 | 0.00054471 | 0.00062831 | 0 | 8.619e-05 | 0.0034677 | 63824.8911
19460 | env_0005 | New Windows | TRUE | 0.35771 | Office | GA, Bibb County | 100001_150000 | Small Packaged Unit | gen4_led | Georgia | 14.6712 | A: Non Food-Service Buildings with Small Packaged Units | 0.00021637 | 0.00026116 | 0 | 0 | 0 | 0.0013626 | 0.0004678 | 0.00030134 | 0 | 0 | 6.2821e-05 | 0 | 4.3746e-05 | 0 | 0 | 0.0014255 | 0.0004678 | 0.00030134 | 0 | 4.3746e-05 | 0.0022383 | 44713.2426
19461 | env_0005 | New Windows | TRUE | 0.41758 | Office | GA, Bibb County | 64001_70000 | Small Packaged Unit | gen2_t8_halogen | Georgia | 9.5698 | A: Non Food-Service Buildings with Small Packaged Units | 7.6103e-05 | 0.00010805 | 0 | 0 | 0 | 0.00049294 | 0.00018787 | 0.00019188 | 0 | 2.5247e-05 | 1.5622e-05 | 0 | 0 | 0 | 0 | 0.00050856 | 0.00018787 | 0.00019188 | 0 | 2.5247e-05 | 0.00091357 | 27977.5753
19462 | env_0005 | New Windows | TRUE | 0.23031 | Office | GA, Bibb County | 80001_100000 | Small Packaged Unit | gen2_t8_halogen | Georgia | 18.2189 | A: Non Food-Service Buildings with Small Packaged Units | 0.00013046 | 0.00015161 | 0 | 0 | 0 | 0.00072094 | 0.00026985 | 0.00026056 | 0 | 0 | 1.3707e-05 | 0 | 2.3521e-05 | 0 | 0 | 0.00073464 | 0.00026985 | 0.00026056 | 0 | 2.3521e-05 | 0.0012886 | 20728.1849
19464 | env_0005 | New Windows | TRUE | 0.67839 | Office | GA, Bibb County | 40001_52000 | Small Packaged Unit | gen2_t8_halogen | Georgia | 19.6865 | A: Non Food-Service Buildings with Small Packaged Units | 0.00021407 | 0.00024514 | 0 | 0 | 0 | 0.0012482 | 0.00050694 | 0.00025201 | 0 | 0 | 3.7808e-05 | 0 | 5.1188e-05 | 0 | 0 | 0.0012861 | 0.00050694 | 0.00025201 | 0 | 5.1188e-05 | 0.0020962 | 31205.7104
19465 | env_0005 | New Windows | TRUE | 0.53394 | Office | GA, Bibb County | 52001_64000 | Small Packaged Unit | gen4_led | Georgia | 11.141 | A: Non Food-Service Buildings with Small Packaged Units | 9.7358e-05 | 0.00012399 | 0 | 0 | 0 | 0.00043325 | 0.0002989 | 0.00013375 | 0 | 0 | 0.00027467 | 0 | 3.669e-05 | 0 | 0 | 0.00070792 | 0.0002989 | 0.00013375 | 0 | 3.669e-05 | 0.0011773 | 30968.3207
22258 | env_0005 | New Windows | TRUE | 0.39859 | Office | GA, Bibb County | 70001_80000 | Zone-by-Zone | gen3_t5_cfl | Georgia | 8.997 | I: Non-Lodging Buildings with Zone-by-Zone Systems | 7.918e-05 | 9.5616e-05 | 0 | 0 | 0 | 0.00029129 | 0.00020172 | 0.00016213 | 0 | 0 | 0.00022277 | 0 | 3.9831e-05 | 0 | 0 | 0.00051406 | 0.00020172 | 0.00016213 | 0 | 3.9831e-05 | 0.00091773 | 29894.5019
24953 | env_0005 | New Windows | TRUE | 0.31894 | Office | GA, Bibb County | 30001_40000 | Small Packaged Unit | gen2_t8_halogen | Georgia | 17.8006 | A: Non Food-Service Buildings with Small Packaged Units | 6.6976e-05 | 7.6816e-05 | 0 | 0 | 0 | 0.00032854 | 0.0001881 | 7.0979e-05 | 0 | 1.4353e-05 | 7.6036e-05 | 0 | 0 | 0 | 0 | 0.00040457 | 0.0001881 | 7.0979e-05 | 0 | 1.4353e-05 | 0.00067801 | 11162.7781
39679 | env_0005 | New Windows | TRUE | 0.15901 | Office | GA, Bibb County | 200001_400000 | Multizone CAV/VAV | gen2_t8_halogen | Georgia | 10.533 | F: Buildings with Electric Resistance Multizone Systems | 0.00018156 | 0.00020431 | 0 | 0 | 0 | 0.00085359 | 0.00055534 | 0.00028858 | 0 | 1.6914e-05 | 0 | 0 | 0 | 0 | 0 | 0.00085359 | 0.00055534 | 0.00028858 | 0 | 1.6914e-05 | 0.0017144 | 47702.3883
39683 | env_0005 | New Windows | TRUE | 0.088127 | Office | GA, Bibb County | 400001_600000 | Multizone CAV/VAV | gen1_t12_incandescent | Georgia | 15.3784 | F: Buildings with Electric Resistance Multizone Systems | 0.0002396 | 0.00027553 | 0 | 0 | 0 | 0.0012508 | 0.00058734 | 0.00046007 | 0 | 1.3957e-05 | 0 | 0 | 0 | 0 | 0 | 0.0012508 | 0.00058734 | 0.00046007 | 0 | 1.3957e-05 | 0.0023122 | 44063.4998
43823 | env_0005 | New Windows | TRUE | 0.074164 | Office | GA, Bibb County | 600001_1mil | Multizone CAV/VAV | gen3_t5_cfl | Georgia | 17.4578 | D: Buildings with Hydronically Heated Multizone Systems | 0.00032684 | 0.00037672 | 0 | 0 | 0 | 0.001719 | 0.00064491 | 0.00032125 | 0 | 0 | 0.00082728 | 0 | 2.1828e-05 | 0 | 0 | 0.0025463 | 0.00064491 | 0.00032125 | 0 | 2.1828e-05 | 0.0035343 | 59331.5127
51181 | env_0005 | New Windows | TRUE | 0.42843 | Office | GA, Bibb County | 150001_200000 | Multizone CAV/VAV | gen2_t8_halogen | Georgia | 13.0896 | D: Buildings with Hydronically Heated Multizone Systems | 0.00030027 | 0.00033978 | 0 | 0 | 0 | 0.00075434 | 0.00064699 | 0.00078482 | 0 | 3.0318e-05 | 0.0011322 | 0 | 0 | 0 | 0 | 0.0018866 | 0.00064699 | 0.00078482 | 0 | 3.0318e-05 | 0.0033487 | 74975.8941
496 | hvac_0001 | HP Boiler, Electric Backup | FALSE | 81.3835 | Office | GA, Bibb County | _1000 | Small Packaged Unit | gen2_t8_halogen | Georgia | 40.2611 | A: Non Food-Service Buildings with Small Packaged Units | 0.001046 | 0.0011473 | 0 | 0 | 0 | 0.0045842 | 0.001562 | 0.0015003 | 0 | 0 | 0.0030122 | 0 | 0.00052299 | 0 | 0 | 0.0075964 | 0.001562 | 0.0015003 | 0 | 0.00052299 | 0.01118 | 81383.4507
497 | hvac_0001 | HP Boiler, Electric Backup | FALSE | 38.8004 | Office | GA, Bibb County | 1001_3000 | Small Packaged Unit | gen2_t8_halogen | Georgia | 21.8194 | A: Non Food-Service Buildings with Small Packaged Units | 0.00058139 | 0.00065326 | 0 | 0 | 0 | 0.002603 | 0.0011191 | 0.0012084 | 0 | 0.00017395 | 0.000673 | 0 | 0 | 0 | 0 | 0.003276 | 0.0011191 | 0.0012084 | 0 | 0.00017395 | 0.0057775 | 77600.7566
499 | hvac_0001 | HP Boiler, Electric Backup | FALSE | 11.4908 | Office | GA, Bibb County | 3001_8000 | Small Packaged Unit | gen2_t8_halogen | Georgia | 14.2576 | A: Non Food-Service Buildings with Small Packaged Units | 0.00028463 | 0.00033741 | 0 | 0 | 0 | 0.0014086 | 0.00053181 | 0.00048596 | 0 | 9.4753e-05 | 0.0005536 | 0 | 0 | 0 | 0 | 0.0019621 | 0.00053181 | 0.00048596 | 0 | 9.4753e-05 | 0.0030746 | 63199.1712
1234 | hvac_0001 | HP Boiler, Electric Backup | FALSE | 4.8609 | Office | GA, Bibb County | 8001_12000 | Small Packaged Unit | gen1_t12_incandescent | Georgia | 17.4647 | A: Non Food-Service Buildings with Small Packaged Units | 0.00029257 | 0.00034519 | 0 | 0 | 0 | 0.0014429 | 0.00066634 | 0.00072379 | 0 | 6.3579e-05 | 0 | 0 | 0 | 0 | 0 | 0.0014429 | 0.00066634 | 0.00072379 | 0 | 6.3579e-05 | 0.0028967 | 48608.5001
6139 | hvac_0001 | HP Boiler, Electric Backup | FALSE | 3.0393 | Office | GA, Bibb County | 12001_30000 | Small Packaged Unit | gen5_led | Georgia | 16.0147 | A: Non Food-Service Buildings with Small Packaged Units | 0.00034387 | 0.00038721 | 0 | 0 | 0 | 0.0017721 | 0.00054471 | 0.00062831 | 0 | 0 | 0.00045641 | 0 | 8.619e-05 | 0 | 0 | 0.0022285 | 0.00054471 | 0.00062831 | 0 | 8.619e-05 | 0.0034877 | 63824.8911
19460 | hvac_0001 | HP Boiler, Electric Backup | FALSE | 0.35771 | Office | GA, Bibb County | 100001_150000 | Small Packaged Unit | gen4_led | Georgia | 15.1302 | A: Non Food-Service Buildings with Small Packaged Units | 0.00022186 | 0.00026954 | 0 | 0 | 0 | 0.0014332 | 0.0004678 | 0.00030134 | 0 | 0 | 6.2268e-05 | 0 | 4.375e-05 | 0 | 0 | 0.0014955 | 0.0004678 | 0.00030134 | 0 | 4.375e-05 | 0.0023084 | 44713.2426
19461 | hvac_0001 | HP Boiler, Electric Backup | FALSE | 0.41758 | Office | GA, Bibb County | 64001_70000 | Small Packaged Unit | gen2_t8_halogen | Georgia | 10.2399 | A: Non Food-Service Buildings with Small Packaged Units | 8.1221e-05 | 0.00011569 | 0 | 0 | 0 | 0.00055729 | 0.00018787 | 0.00019188 | 0 | 2.5247e-05 | 1.5246e-05 | 0 | 0 | 0 | 0 | 0.00057253 | 0.00018787 | 0.00019188 | 0 | 2.5247e-05 | 0.00097754 | 27977.5753
19462 | hvac_0001 | HP Boiler, Electric Backup | FALSE | 0.23031 | Office | GA, Bibb County | 80001_100000 | Small Packaged Unit | gen2_t8_halogen | Georgia | 18.8551 | A: Non Food-Service Buildings with Small Packaged Units | 0.00013402 | 0.00015691 | 0 | 0 | 0 | 0.00076474 | 0.00026985 | 0.00026056 | 0 | 0 | 1.4905e-05 | 0 | 2.3521e-05 | 0 | 0 | 0.00077964 | 0.00026985 | 0.00026056 | 0 | 2.3521e-05 | 0.0013336 | 20728.1849
19464 | hvac_0001 | HP Boiler, Electric Backup | FALSE | 0.67839 | Office | GA, Bibb County | 40001_52000 | Small Packaged Unit | gen2_t8_halogen | Georgia | 20.2781 | A: Non Food-Service Buildings with Small Packaged Units | 0.00021912 | 0.00025265 | 0 | 0 | 0 | 0.0013113 | 0.00050694 | 0.00025201 | 0 | 0 | 3.7711e-05 | 0 | 5.1188e-05 | 0 | 0 | 0.001349 | 0.00050694 | 0.00025201 | 0 | 5.1188e-05 | 0.0021592 | 31205.7104
19465 | hvac_0001 | HP Boiler, Electric Backup | FALSE | 0.53394 | Office | GA, Bibb County | 52001_64000 | Small Packaged Unit | gen4_led | Georgia | 11.9353 | A: Non Food-Service Buildings with Small Packaged Units | 0.00010306 | 0.00013237 | 0 | 0 | 0 | 0.00048614 | 0.0002989 | 0.00013375 | 0 | 0 | 0.0003057 | 0 | 3.669e-05 | 0 | 0 | 0.00079184 | 0.0002989 | 0.00013375 | 0 | 3.669e-05 | 0.0012612 | 30968.3207
22258 | hvac_0001 | HP Boiler, Electric Backup | TRUE | 0.39859 | Office | GA, Bibb County | 70001_80000 | Zone-by-Zone | gen3_t5_cfl | Georgia | 7.5151 | I: Non-Lodging Buildings with Zone-by-Zone Systems | 7.3339e-05 | 8.9266e-05 | 0 | 0 | 0 | 0.0003629 | 0.00020172 | 0.00016213 | 0 | 0 | 0 | 0 | 3.9831e-05 | 0 | 0 | 0.0003629 | 0.00020172 | 0.00016213 | 0 | 3.9831e-05 | 0.00076657 | 29894.5019
24953 | hvac_0001 | HP Boiler, Electric Backup | FALSE | 0.31894 | Office | GA, Bibb County | 30001_40000 | Small Packaged Unit | gen2_t8_halogen | Georgia | 18.2279 | A: Non Food-Service Buildings with Small Packaged Units | 6.8164e-05 | 7.8402e-05 | 0 | 0 | 0 | 0.00033805 | 0.0001881 | 7.0979e-05 | 0 | 1.4353e-05 | 8.2801e-05 | 0 | 0 | 0 | 0 | 0.00042085 | 0.0001881 | 7.0979e-05 | 0 | 1.4353e-05 | 0.00069428 | 11162.7781
39679 | hvac_0001 | HP Boiler, Electric Backup | FALSE | 0.15901 | Office | GA, Bibb County | 200001_400000 | Multizone CAV/VAV | gen2_t8_halogen | Georgia | 10.5771 | F: Buildings with Electric Resistance Multizone Systems | 0.000182 | 0.00020516 | 0 | 0 | 0 | 0.00086077 | 0.00055534 | 0.00028858 | 0 | 1.6914e-05 | 0 | 0 | 0 | 0 | 0 | 0.00086077 | 0.00055534 | 0.00028858 | 0 | 1.6914e-05 | 0.0017216 | 47702.3883
39683 | hvac_0001 | HP Boiler, Electric Backup | FALSE | 0.088127 | Office | GA, Bibb County | 400001_600000 | Multizone CAV/VAV | gen1_t12_incandescent | Georgia | 15.3964 | F: Buildings with Electric Resistance Multizone Systems | 0.0002398 | 0.00027586 | 0 | 0 | 0 | 0.0012535 | 0.00058734 | 0.00046007 | 0 | 1.3957e-05 | 0 | 0 | 0 | 0 | 0 | 0.0012535 | 0.00058734 | 0.00046007 | 0 | 1.3957e-05 | 0.0023149 | 44063.4998
43823 | hvac_0001 | HP Boiler, Electric Backup | TRUE | 0.074164 | Office | GA, Bibb County | 600001_1mil | Multizone CAV/VAV | gen3_t5_cfl | Georgia | 14.5628 | D: Buildings with Hydronically Heated Multizone Systems | 0.00029735 | 0.00035019 | 0 | 0 | 0 | 0.0019602 | 0.00064491 | 0.00032125 | 0 | 0 | 0 | 0 | 2.1828e-05 | 0 | 0 | 0.0019602 | 0.00064491 | 0.00032125 | 0 | 2.1828e-05 | 0.0029482 | 59331.5127
51181 | hvac_0001 | HP Boiler, Electric Backup | TRUE | 0.42843 | Office | GA, Bibb County | 150001_200000 | Multizone CAV/VAV | gen2_t8_halogen | Georgia | 10.0839 | D: Buildings with Hydronically Heated Multizone Systems | 0.00027375 | 0.00030742 | 0 | 0 | 0 | 0.0011176 | 0.00064699 | 0.00078482 | 0 | 3.0318e-05 | 0 | 0 | 0 | 0 | 0 | 0.0011176 | 0.00064699 | 0.00078482 | 0 | 3.0318e-05 | 0.0025797 | 74975.8941
496 | hvac_0002 | HP Boiler, Gas Backup | FALSE | 81.3835 | Office | GA, Bibb County | _1000 | Small Packaged Unit | gen2_t8_halogen | Georgia | 40.2611 | A: Non Food-Service Buildings with Small Packaged Units | 0.001046 | 0.0011473 | 0 | 0 | 0 | 0.0045842 | 0.001562 | 0.0015003 | 0 | 0 | 0.0030122 | 0 | 0.00052299 | 0 | 0 | 0.0075964 | 0.001562 | 0.0015003 | 0 | 0.00052299 | 0.01118 | 81383.4507
497 | hvac_0002 | HP Boiler, Gas Backup | FALSE | 38.8004 | Office | GA, Bibb County | 1001_3000 | Small Packaged Unit | gen2_t8_halogen | Georgia | 21.8194 | A: Non Food-Service Buildings with Small Packaged Units | 0.00058139 | 0.00065326 | 0 | 0 | 0 | 0.002603 | 0.0011191 | 0.0012084 | 0 | 0.00017395 | 0.000673 | 0 | 0 | 0 | 0 | 0.003276 | 0.0011191 | 0.0012084 | 0 | 0.00017395 | 0.0057775 | 77600.7566
499 | hvac_0002 | HP Boiler, Gas Backup | FALSE | 11.4908 | Office | GA, Bibb County | 3001_8000 | Small Packaged Unit | gen2_t8_halogen | Georgia | 14.2576 | A: Non Food-Service Buildings with Small Packaged Units | 0.00028463 | 0.00033741 | 0 | 0 | 0 | 0.0014086 | 0.00053181 | 0.00048596 | 0 | 9.4753e-05 | 0.0005536 | 0 | 0 | 0 | 0 | 0.0019621 | 0.00053181 | 0.00048596 | 0 | 9.4753e-05 | 0.0030746 | 63199.1712
1234 | hvac_0002 | HP Boiler, Gas Backup | FALSE | 4.8609 | Office | GA, Bibb County | 8001_12000 | Small Packaged Unit | gen1_t12_incandescent | Georgia | 17.4647 | A: Non Food-Service Buildings with Small Packaged Units | 0.00029257 | 0.00034519 | 0 | 0 | 0 | 0.0014429 | 0.00066634 | 0.00072379 | 0 | 6.3579e-05 | 0 | 0 | 0 | 0 | 0 | 0.0014429 | 0.00066634 | 0.00072379 | 0 | 6.3579e-05 | 0.0028967 | 48608.5001
6139 | hvac_0002 | HP Boiler, Gas Backup | FALSE | 3.0393 | Office | GA, Bibb County | 12001_30000 | Small Packaged Unit | gen5_led | Georgia | 16.0147 | A: Non Food-Service Buildings with Small Packaged Units | 0.00034387 | 0.00038721 | 0 | 0 | 0 | 0.0017721 | 0.00054471 | 0.00062831 | 0 | 0 | 0.00045641 | 0 | 8.619e-05 | 0 | 0 | 0.0022285 | 0.00054471 | 0.00062831 | 0 | 8.619e-05 | 0.0034877 | 63824.8911
19460 | hvac_0002 | HP Boiler, Gas Backup | FALSE | 0.35771 | Office | GA, Bibb County | 100001_150000 | Small Packaged Unit | gen4_led | Georgia | 15.1302 | A: Non Food-Service Buildings with Small Packaged Units | 0.00022186 | 0.00026954 | 0 | 0 | 0 | 0.0014332 | 0.0004678 | 0.00030134 | 0 | 0 | 6.2268e-05 | 0 | 4.375e-05 | 0 | 0 | 0.0014955 | 0.0004678 | 0.00030134 | 0 | 4.375e-05 | 0.0023084 | 44713.2426
19461 | hvac_0002 | HP Boiler, Gas Backup | FALSE | 0.41758 | Office | GA, Bibb County | 64001_70000 | Small Packaged Unit | gen2_t8_halogen | Georgia | 10.2399 | A: Non Food-Service Buildings with Small Packaged Units | 8.1221e-05 | 0.00011569 | 0 | 0 | 0 | 0.00055729 | 0.00018787 | 0.00019188 | 0 | 2.5247e-05 | 1.5246e-05 | 0 | 0 | 0 | 0 | 0.00057253 | 0.00018787 | 0.00019188 | 0 | 2.5247e-05 | 0.00097754 | 27977.5753
19462 | hvac_0002 | HP Boiler, Gas Backup | FALSE | 0.23031 | Office | GA, Bibb County | 80001_100000 | Small Packaged Unit | gen2_t8_halogen | Georgia | 18.8551 | A: Non Food-Service Buildings with Small Packaged Units | 0.00013402 | 0.00015691 | 0 | 0 | 0 | 0.00076474 | 0.00026985 | 0.00026056 | 0 | 0 | 1.4905e-05 | 0 | 2.3521e-05 | 0 | 0 | 0.00077964 | 0.00026985 | 0.00026056 | 0 | 2.3521e-05 | 0.0013336 | 20728.1849
19464 | hvac_0002 | HP Boiler, Gas Backup | FALSE | 0.67839 | Office | GA, Bibb County | 40001_52000 | Small Packaged Unit | gen2_t8_halogen | Georgia | 20.2781 | A: Non Food-Service Buildings with Small Packaged Units | 0.00021912 | 0.00025265 | 0 | 0 | 0 | 0.0013113 | 0.00050694 | 0.00025201 | 0 | 0 | 3.7711e-05 | 0 | 5.1188e-05 | 0 | 0 | 0.001349 | 0.00050694 | 0.00025201 | 0 | 5.1188e-05 | 0.0021592 | 31205.7104
19465 | hvac_0002 | HP Boiler, Gas Backup | FALSE | 0.53394 | Office | GA, Bibb County | 52001_64000 | Small Packaged Unit | gen4_led | Georgia | 11.9353 | A: Non Food-Service Buildings with Small Packaged Units | 0.00010306 | 0.00013237 | 0 | 0 | 0 | 0.00048614 | 0.0002989 | 0.00013375 | 0 | 0 | 0.0003057 | 0 | 3.669e-05 | 0 | 0 | 0.00079184 | 0.0002989 | 0.00013375 | 0 | 3.669e-05 | 0.0012612 | 30968.3207
22258 | hvac_0002 | HP Boiler, Gas Backup | TRUE | 0.39859 | Office | GA, Bibb County | 70001_80000 | Zone-by-Zone | gen3_t5_cfl | Georgia | 7.5152 | I: Non-Lodging Buildings with Zone-by-Zone Systems | 7.3339e-05 | 8.9265e-05 | 0 | 0 | 0 | 0.00036286 | 0.00020172 | 0.00016213 | 0 | 0 | 4.5335e-08 | 0 | 3.9831e-05 | 0 | 0 | 0.00036291 | 0.00020172 | 0.00016213 | 0 | 3.9831e-05 | 0.00076658 | 29894.5019
24953 | hvac_0002 | HP Boiler, Gas Backup | FALSE | 0.31894 | Office | GA, Bibb County | 30001_40000 | Small Packaged Unit | gen2_t8_halogen | Georgia | 18.2279 | A: Non Food-Service Buildings with Small Packaged Units | 6.8164e-05 | 7.8402e-05 | 0 | 0 | 0 | 0.00033805 | 0.0001881 | 7.0979e-05 | 0 | 1.4353e-05 | 8.2801e-05 | 0 | 0 | 0 | 0 | 0.00042085 | 0.0001881 | 7.0979e-05 | 0 | 1.4353e-05 | 0.00069428 | 11162.7781
39679 | hvac_0002 | HP Boiler, Gas Backup | FALSE | 0.15901 | Office | GA, Bibb County | 200001_400000 | Multizone CAV/VAV | gen2_t8_halogen | Georgia | 10.5771 | F: Buildings with Electric Resistance Multizone Systems | 0.000182 | 0.00020516 | 0 | 0 | 0 | 0.00086077 | 0.00055534 | 0.00028858 | 0 | 1.6914e-05 | 0 | 0 | 0 | 0 | 0 | 0.00086077 | 0.00055534 | 0.00028858 | 0 | 1.6914e-05 | 0.0017216 | 47702.3883
39683 | hvac_0002 | HP Boiler, Gas Backup | FALSE | 0.088127 | Office | GA, Bibb County | 400001_600000 | Multizone CAV/VAV | gen1_t12_incandescent | Georgia | 15.3964 | F: Buildings with Electric Resistance Multizone Systems | 0.0002398 | 0.00027586 | 0 | 0 | 0 | 0.0012535 | 0.00058734 | 0.00046007 | 0 | 1.3957e-05 | 0 | 0 | 0 | 0 | 0 | 0.0012535 | 0.00058734 | 0.00046007 | 0 | 1.3957e-05 | 0.0023149 | 44063.4998
43823 | hvac_0002 | HP Boiler, Gas Backup | TRUE | 0.074164 | Office | GA, Bibb County | 600001_1mil | Multizone CAV/VAV | gen3_t5_cfl | Georgia | 14.5719 | D: Buildings with Hydronically Heated Multizone Systems | 0.00029713 | 0.00034994 | 0 | 0 | 0 | 0.0019531 | 0.00064491 | 0.00032125 | 0 | 0 | 8.9913e-06 | 0 | 2.1828e-05 | 0 | 0 | 0.0019621 | 0.00064491 | 0.00032125 | 0 | 2.1828e-05 | 0.0029501 | 59331.5127
51181 | hvac_0002 | HP Boiler, Gas Backup | TRUE | 0.42843 | Office | GA, Bibb County | 150001_200000 | Multizone CAV/VAV | gen2_t8_halogen | Georgia | 10.117 | D: Buildings with Hydronically Heated Multizone Systems | 0.00027208 | 0.00030666 | 0 | 0 | 0 | 0.0010922 | 0.00064699 | 0.00078482 | 0 | 3.0318e-05 | 3.3912e-05 | 0 | 0 | 0 | 0 | 0.0011261 | 0.00064699 | 0.00078482 | 0 | 3.0318e-05 | 0.0025882 | 74975.8941
496 | hvac_0003 | DOAS HP Minisplits | TRUE | 81.3835 | Office | GA, Bibb County | _1000 | Small Packaged Unit | gen2_t8_halogen | Georgia | 20.2028 | A: Non Food-Service Buildings with Small Packaged Units | 0.00060779 | 0.00064111 | 0 | 0 | 0 | 0.0020248 | 0.001562 | 0.0015003 | 0 | 0 | 0 | 0 | 0.00052299 | 0 | 0 | 0.0020248 | 0.001562 | 0.0015003 | 0 | 0.00052299 | 0.0056101 | 81383.4507
497 | hvac_0003 | DOAS HP Minisplits | TRUE | 38.8004 | Office | GA, Bibb County | 1001_3000 | Small Packaged Unit | gen2_t8_halogen | Georgia | 13.7236 | A: Non Food-Service Buildings with Small Packaged Units | 0.00039628 | 0.00043305 | 0 | 0 | 0 | 0.0011327 | 0.0011191 | 0.0012084 | 0 | 0.00017395 | 0 | 0 | 0 | 0 | 0 | 0.0011327 | 0.0011191 | 0.0012084 | 0 | 0.00017395 | 0.0036338 | 77600.7566
499 | hvac_0003 | DOAS HP Minisplits | TRUE | 11.4908 | Office | GA, Bibb County | 3001_8000 | Small Packaged Unit | gen2_t8_halogen | Georgia | 9.6177 | A: Non Food-Service Buildings with Small Packaged Units | 0.00021165 | 0.00024715 | 0 | 0 | 0 | 0.00096158 | 0.00053181 | 0.00048596 | 0 | 9.4753e-05 | 0 | 0 | 0 | 0 | 0 | 0.00096158 | 0.00053181 | 0.00048596 | 0 | 9.4753e-05 | 0.002074 | 63199.1712
1234 | hvac_0003 | DOAS HP Minisplits | TRUE | 4.8609 | Office | GA, Bibb County | 8001_12000 | Small Packaged Unit | gen1_t12_incandescent | Georgia | 11.6142 | A: Non Food-Service Buildings with Small Packaged Units | 0.00019491 | 0.00022956 | 0 | 0 | 0 | 0.00047261 | 0.00066634 | 0.00072379 | 0 | 6.3579e-05 | 0 | 0 | 0 | 0 | 0 | 0.00047261 | 0.00066634 | 0.00072379 | 0 | 6.3579e-05 | 0.0019263 | 48608.5001
6139 | hvac_0003 | DOAS HP Minisplits | FALSE | 3.0393 | Office | GA, Bibb County | 12001_30000 | Small Packaged Unit | gen5_led | Georgia | 16.0147 | A: Non Food-Service Buildings with Small Packaged Units | 0.00034387 | 0.00038721 | 0 | 0 | 0 | 0.0017721 | 0.00054471 | 0.00062831 | 0 | 0 | 0.00045641 | 0 | 8.619e-05 | 0 | 0 | 0.0022285 | 0.00054471 | 0.00062831 | 0 | 8.619e-05 | 0.0034877 | 63824.8911
19460 | hvac_0003 | DOAS HP Minisplits | FALSE | 0.35771 | Office | GA, Bibb County | 100001_150000 | Small Packaged Unit | gen4_led | Georgia | 15.1302 | A: Non Food-Service Buildings with Small Packaged Units | 0.00022186 | 0.00026954 | 0 | 0 | 0 | 0.0014332 | 0.0004678 | 0.00030134 | 0 | 0 | 6.2268e-05 | 0 | 4.375e-05 | 0 | 0 | 0.0014955 | 0.0004678 | 0.00030134 | 0 | 4.375e-05 | 0.0023084 | 44713.2426
19461 | hvac_0003 | DOAS HP Minisplits | FALSE | 0.41758 | Office | GA, Bibb County | 64001_70000 | Small Packaged Unit | gen2_t8_halogen | Georgia | 10.2399 | A: Non Food-Service Buildings with Small Packaged Units | 8.1221e-05 | 0.00011569 | 0 | 0 | 0 | 0.00055729 | 0.00018787 | 0.00019188 | 0 | 2.5247e-05 | 1.5246e-05 | 0 | 0 | 0 | 0 | 0.00057253 | 0.00018787 | 0.00019188 | 0 | 2.5247e-05 | 0.00097754 | 27977.5753
19462 | hvac_0003 | DOAS HP Minisplits | FALSE | 0.23031 | Office | GA, Bibb County | 80001_100000 | Small Packaged Unit | gen2_t8_halogen | Georgia | 18.8551 | A: Non Food-Service Buildings with Small Packaged Units | 0.00013402 | 0.00015691 | 0 | 0 | 0 | 0.00076474 | 0.00026985 | 0.00026056 | 0 | 0 | 1.4905e-05 | 0 | 2.3521e-05 | 0 | 0 | 0.00077964 | 0.00026985 | 0.00026056 | 0 | 2.3521e-05 | 0.0013336 | 20728.1849
19464 | hvac_0003 | DOAS HP Minisplits | FALSE | 0.67839 | Office | GA, Bibb County | 40001_52000 | Small Packaged Unit | gen2_t8_halogen | Georgia | 20.2781 | A: Non Food-Service Buildings with Small Packaged Units | 0.00021912 | 0.00025265 | 0 | 0 | 0 | 0.0013113 | 0.00050694 | 0.00025201 | 0 | 0 | 3.7711e-05 | 0 | 5.1188e-05 | 0 | 0 | 0.001349 | 0.00050694 | 0.00025201 | 0 | 5.1188e-05 | 0.0021592 | 31205.7104
19465 | hvac_0003 | DOAS HP Minisplits | FALSE | 0.53394 | Office | GA, Bibb County | 52001_64000 | Small Packaged Unit | gen4_led | Georgia | 11.9353 | A: Non Food-Service Buildings with Small Packaged Units | 0.00010306 | 0.00013237 | 0 | 0 | 0 | 0.00048614 | 0.0002989 | 0.00013375 | 0 | 0 | 0.0003057 | 0 | 3.669e-05 | 0 | 0 | 0.00079184 | 0.0002989 | 0.00013375 | 0 | 3.669e-05 | 0.0012612 | 30968.3207
22258 | hvac_0003 | DOAS HP Minisplits | FALSE | 0.39859 | Office | GA, Bibb County | 70001_80000 | Zone-by-Zone | gen3_t5_cfl | Georgia | 9.0471 | I: Non-Lodging Buildings with Zone-by-Zone Systems | 7.9717e-05 | 9.6353e-05 | 0 | 0 | 0 | 0.00029884 | 0.00020172 | 0.00016213 | 0 | 0 | 0.00022034 | 0 | 3.9831e-05 | 0 | 0 | 0.00051917 | 0.00020172 | 0.00016213 | 0 | 3.9831e-05 | 0.00092285 | 29894.5019
24953 | hvac_0003 | DOAS HP Minisplits | FALSE | 0.31894 | Office | GA, Bibb County | 30001_40000 | Small Packaged Unit | gen2_t8_halogen | Georgia | 18.2279 | A: Non Food-Service Buildings with Small Packaged Units | 6.8164e-05 | 7.8402e-05 | 0 | 0 | 0 | 0.00033805 | 0.0001881 | 7.0979e-05 | 0 | 1.4353e-05 | 8.2801e-05 | 0 | 0 | 0 | 0 | 0.00042085 | 0.0001881 | 7.0979e-05 | 0 | 1.4353e-05 | 0.00069428 | 11162.7781
39679 | hvac_0003 | DOAS HP Minisplits | FALSE | 0.15901 | Office | GA, Bibb County | 200001_400000 | Multizone CAV/VAV | gen2_t8_halogen | Georgia | 10.5771 | F: Buildings with Electric Resistance Multizone Systems | 0.000182 | 0.00020516 | 0 | 0 | 0 | 0.00086077 | 0.00055534 | 0.00028858 | 0 | 1.6914e-05 | 0 | 0 | 0 | 0 | 0 | 0.00086077 | 0.00055534 | 0.00028858 | 0 | 1.6914e-05 | 0.0017216 | 47702.3883
39683 | hvac_0003 | DOAS HP Minisplits | FALSE | 0.088127 | Office | GA, Bibb County | 400001_600000 | Multizone CAV/VAV | gen1_t12_incandescent | Georgia | 15.3964 | F: Buildings with Electric Resistance Multizone Systems | 0.0002398 | 0.00027586 | 0 | 0 | 0 | 0.0012535 | 0.00058734 | 0.00046007 | 0 | 1.3957e-05 | 0 | 0 | 0 | 0 | 0 | 0.0012535 | 0.00058734 | 0.00046007 | 0 | 1.3957e-05 | 0.0023149 | 44063.4998
43823 | hvac_0003 | DOAS HP Minisplits | FALSE | 0.074164 | Office | GA, Bibb County | 600001_1mil | Multizone CAV/VAV | gen3_t5_cfl | Georgia | 17.3684 | D: Buildings with Hydronically Heated Multizone Systems | 0.00032584 | 0.00037664 | 0 | 0 | 0 | 0.0017405 | 0.00064491 | 0.00032125 | 0 | 0 | 0.00078771 | 0 | 2.1828e-05 | 0 | 0 | 0.0025282 | 0.00064491 | 0.00032125 | 0 | 2.1828e-05 | 0.0035162 | 59331.5127
51181 | hvac_0003 | DOAS HP Minisplits | FALSE | 0.42843 | Office | GA, Bibb County | 150001_200000 | Multizone CAV/VAV | gen2_t8_halogen | Georgia | 13.0935 | D: Buildings with Hydronically Heated Multizone Systems | 0.00030167 | 0.00034208 | 0 | 0 | 0 | 0.000797 | 0.00064699 | 0.00078482 | 0 | 3.0318e-05 | 0.0010906 | 0 | 0 | 0 | 0 | 0.0018876 | 0.00064699 | 0.00078482 | 0 | 3.0318e-05 | 0.0033497 | 74975.8941
496 | hvac_0004 | Variable Speed HP RTU, Original Heating Fuel Backup | TRUE | 81.3835 | Office | GA, Bibb County | _1000 | Small Packaged Unit | gen2_t8_halogen | Georgia | 23.2139 | A: Non Food-Service Buildings with Small Packaged Units | 0.00068377 | 0.00073752 | 0 | 0 | 0 | 0.0027985 | 0.001562 | 0.0015003 | 0 | 0 | 6.3252e-05 | 0 | 0.00052299 | 0 | 0 | 0.0028618 | 0.001562 | 0.0015003 | 0 | 0.00052299 | 0.0064463 | 81383.4507
497 | hvac_0004 | Variable Speed HP RTU, Original Heating Fuel Backup | TRUE | 38.8004 | Office | GA, Bibb County | 1001_3000 | Small Packaged Unit | gen2_t8_halogen | Georgia | 15.1333 | A: Non Food-Service Buildings with Small Packaged Units | 0.00042969 | 0.00047708 | 0 | 0 | 0 | 0.0014975 | 0.0011191 | 0.0012084 | 0 | 0.00017395 | 8.4584e-06 | 0 | 0 | 0 | 0 | 0.001506 | 0.0011191 | 0.0012084 | 0 | 0.00017395 | 0.0040071 | 77600.7566
499 | hvac_0004 | Variable Speed HP RTU, Original Heating Fuel Backup | TRUE | 11.4908 | Office | GA, Bibb County | 3001_8000 | Small Packaged Unit | gen2_t8_halogen | Georgia | 8.8328 | A: Non Food-Service Buildings with Small Packaged Units | 0.00018882 | 0.00022661 | 0 | 0 | 0 | 0.00078514 | 0.00053181 | 0.00048596 | 0 | 9.4753e-05 | 7.2971e-06 | 0 | 0 | 0 | 0 | 0.00079244 | 0.00053181 | 0.00048596 | 0 | 9.4753e-05 | 0.0019048 | 63199.1712
1234 | hvac_0004 | Variable Speed HP RTU, Original Heating Fuel Backup | TRUE | 4.8609 | Office | GA, Bibb County | 8001_12000 | Small Packaged Unit | gen1_t12_incandescent | Georgia | 12.8442 | A: Non Food-Service Buildings with Small Packaged Units | 0.00021475 | 0.00025386 | 0 | 0 | 0 | 0.00067657 | 0.00066634 | 0.00072379 | 0 | 6.3579e-05 | 0 | 0 | 0 | 0 | 0 | 0.00067657 | 0.00066634 | 0.00072379 | 0 | 6.3579e-05 | 0.0021303 | 48608.5001
6139 | hvac_0004 | Variable Speed HP RTU, Original Heating Fuel Backup | TRUE | 3.0393 | Office | GA, Bibb County | 12001_30000 | Small Packaged Unit | gen5_led | Georgia | 10.323 | A: Non Food-Service Buildings with Small Packaged Units | 0.00023655 | 0.00026327 | 0 | 0 | 0 | 0.00098663 | 0.00054471 | 0.00062831 | 0 | 0 | 2.3045e-06 | 0 | 8.619e-05 | 0 | 0 | 0.00098894 | 0.00054471 | 0.00062831 | 0 | 8.619e-05 | 0.0022481 | 63824.8911
19460 | hvac_0004 | Variable Speed HP RTU, Original Heating Fuel Backup | TRUE | 0.35771 | Office | GA, Bibb County | 100001_150000 | Small Packaged Unit | gen4_led | Georgia | 10.8538 | A: Non Food-Service Buildings with Small Packaged Units | 0.00016095 | 0.00019493 | 0 | 0 | 0 | 0.00084076 | 0.0004678 | 0.00030134 | 0 | 0 | 2.2919e-06 | 0 | 4.375e-05 | 0 | 0 | 0.00084306 | 0.0004678 | 0.00030134 | 0 | 4.375e-05 | 0.0016559 | 44713.2426
19461 | hvac_0004 | Variable Speed HP RTU, Original Heating Fuel Backup | TRUE | 0.41758 | Office | GA, Bibb County | 64001_70000 | Small Packaged Unit | gen2_t8_halogen | Georgia | 7.8218 | A: Non Food-Service Buildings with Small Packaged Units | 6.5729e-05 | 8.8944e-05 | 0 | 0 | 0 | 0.00034095 | 0.00018787 | 0.00019188 | 0 | 2.5247e-05 | 7.5199e-07 | 0 | 0 | 0 | 0 | 0.0003417 | 0.00018787 | 0.00019188 | 0 | 2.5247e-05 | 0.0007467 | 27977.5753
19462 | hvac_0004 | Variable Speed HP RTU, Original Heating Fuel Backup | TRUE | 0.23031 | Office | GA, Bibb County | 80001_100000 | Small Packaged Unit | gen2_t8_halogen | Georgia | 13.6781 | A: Non Food-Service Buildings with Small Packaged Units | 9.8688e-05 | 0.00011404 | 0 | 0 | 0 | 0.00041312 | 0.00026985 | 0.00026056 | 0 | 0 | 3.711e-07 | 0 | 2.3521e-05 | 0 | 0 | 0.00041349 | 0.00026985 | 0.00026056 | 0 | 2.3521e-05 | 0.00096742 | 20728.1849
19464 | hvac_0004 | Variable Speed HP RTU, Original Heating Fuel Backup | TRUE | 0.67839 | Office | GA, Bibb County | 40001_52000 | Small Packaged Unit | gen2_t8_halogen | Georgia | 13.7411 | A: Non Food-Service Buildings with Small Packaged Units | 0.00014956 | 0.00017166 | 0 | 0 | 0 | 0.00065262 | 0.00050694 | 0.00025201 | 0 | 0 | 3.7936e-07 | 0 | 5.1188e-05 | 0 | 0 | 0.000653 | 0.00050694 | 0.00025201 | 0 | 5.1188e-05 | 0.0014631 | 31205.7104
19465 | hvac_0004 | Variable Speed HP RTU, Original Heating Fuel Backup | TRUE | 0.53394 | Office | GA, Bibb County | 52001_64000 | Small Packaged Unit | gen4_led | Georgia | 8.2268 | A: Non Food-Service Buildings with Small Packaged Units | 8.1248e-05 | 0.0001009 | 0 | 0 | 0 | 0.00038522 | 0.0002989 | 0.00013375 | 0 | 0 | 1.4762e-05 | 0 | 3.669e-05 | 0 | 0 | 0.00039998 | 0.0002989 | 0.00013375 | 0 | 3.669e-05 | 0.00086931 | 30968.3207
22258 | hvac_0004 | Variable Speed HP RTU, Original Heating Fuel Backup | FALSE | 0.39859 | Office | GA, Bibb County | 70001_80000 | Zone-by-Zone | gen3_t5_cfl | Georgia | 9.0471 | I: Non-Lodging Buildings with Zone-by-Zone Systems | 7.9717e-05 | 9.6353e-05 | 0 | 0 | 0 | 0.00029884 | 0.00020172 | 0.00016213 | 0 | 0 | 0.00022034 | 0 | 3.9831e-05 | 0 | 0 | 0.00051917 | 0.00020172 | 0.00016213 | 0 | 3.9831e-05 | 0.00092285 | 29894.5019
24953 | hvac_0004 | Variable Speed HP RTU, Original Heating Fuel Backup | TRUE | 0.31894 | Office | GA, Bibb County | 30001_40000 | Small Packaged Unit | gen2_t8_halogen | Georgia | 12.0793 | A: Non Food-Service Buildings with Small Packaged Units | 4.7666e-05 | 5.4822e-05 | 0 | 0 | 0 | 0.00018654 | 0.0001881 | 7.0979e-05 | 0 | 1.4356e-05 | 1.1789e-07 | 0 | 0 | 0 | 0 | 0.00018665 | 0.0001881 | 7.0979e-05 | 0 | 1.4356e-05 | 0.00046009 | 11162.7781
39679 | hvac_0004 | Variable Speed HP RTU, Original Heating Fuel Backup | FALSE | 0.15901 | Office | GA, Bibb County | 200001_400000 | Multizone CAV/VAV | gen2_t8_halogen | Georgia | 10.5771 | F: Buildings with Electric Resistance Multizone Systems | 0.000182 | 0.00020516 | 0 | 0 | 0 | 0.00086077 | 0.00055534 | 0.00028858 | 0 | 1.6914e-05 | 0 | 0 | 0 | 0 | 0 | 0.00086077 | 0.00055534 | 0.00028858 | 0 | 1.6914e-05 | 0.0017216 | 47702.3883
39683 | hvac_0004 | Variable Speed HP RTU, Original Heating Fuel Backup | FALSE | 0.088127 | Office | GA, Bibb County | 400001_600000 | Multizone CAV/VAV | gen1_t12_incandescent | Georgia | 15.3964 | F: Buildings with Electric Resistance Multizone Systems | 0.0002398 | 0.00027586 | 0 | 0 | 0 | 0.0012535 | 0.00058734 | 0.00046007 | 0 | 1.3957e-05 | 0 | 0 | 0 | 0 | 0 | 0.0012535 | 0.00058734 | 0.00046007 | 0 | 1.3957e-05 | 0.0023149 | 44063.4998
43823 | hvac_0004 | Variable Speed HP RTU, Original Heating Fuel Backup | FALSE | 0.074164 | Office | GA, Bibb County | 600001_1mil | Multizone CAV/VAV | gen3_t5_cfl | Georgia | 17.3684 | D: Buildings with Hydronically Heated Multizone Systems | 0.00032584 | 0.00037664 | 0 | 0 | 0 | 0.0017405 | 0.00064491 | 0.00032125 | 0 | 0 | 0.00078771 | 0 | 2.1828e-05 | 0 | 0 | 0.0025282 | 0.00064491 | 0.00032125 | 0 | 2.1828e-05 | 0.0035162 | 59331.5127
51181 | hvac_0004 | Variable Speed HP RTU, Original Heating Fuel Backup | FALSE | 0.42843 | Office | GA, Bibb County | 150001_200000 | Multizone CAV/VAV | gen2_t8_halogen | Georgia | 13.0935 | D: Buildings with Hydronically Heated Multizone Systems | 0.00030167 | 0.00034208 | 0 | 0 | 0 | 0.000797 | 0.00064699 | 0.00078482 | 0 | 3.0318e-05 | 0.0010906 | 0 | 0 | 0 | 0 | 0.0018876 | 0.00064699 | 0.00078482 | 0 | 3.0318e-05 | 0.0033497 | 74975.8941
496 | hvac_0005 | Variable Speed HP RTU, Electric Backup | TRUE | 81.3835 | Office | GA, Bibb County | _1000 | Small Packaged Unit | gen2_t8_halogen | Georgia | 23.1694 | A: Non Food-Service Buildings with Small Packaged Units | 0.00068665 | 0.00073931 | 0 | 0 | 0 | 0.0028487 | 0.001562 | 0.0015003 | 0 | 0 | 0 | 0 | 0.00052299 | 0 | 0 | 0.0028487 | 0.001562 | 0.0015003 | 0 | 0.00052299 | 0.006434 | 81383.4507
497 | hvac_0005 | Variable Speed HP RTU, Electric Backup | TRUE | 38.8004 | Office | GA, Bibb County | 1001_3000 | Small Packaged Unit | gen2_t8_halogen | Georgia | 15.1264 | A: Non Food-Service Buildings with Small Packaged Units | 0.00043008 | 0.00047731 | 0 | 0 | 0 | 0.0015041 | 0.0011191 | 0.0012084 | 0 | 0.00017395 | 0 | 0 | 0 | 0 | 0 | 0.0015041 | 0.0011191 | 0.0012084 | 0 | 0.00017395 | 0.0040052 | 77600.7566
499 | hvac_0005 | Variable Speed HP RTU, Electric Backup | TRUE | 11.4908 | Office | GA, Bibb County | 3001_8000 | Small Packaged Unit | gen2_t8_halogen | Georgia | 8.8263 | A: Non Food-Service Buildings with Small Packaged Units | 0.00018906 | 0.00022682 | 0 | 0 | 0 | 0.00079091 | 0.00053181 | 0.00048596 | 0 | 9.4753e-05 | 0 | 0 | 0 | 0 | 0 | 0.00079091 | 0.00053181 | 0.00048596 | 0 | 9.4753e-05 | 0.0019033 | 63199.1712
1234 | hvac_0005 | Variable Speed HP RTU, Electric Backup | TRUE | 4.8609 | Office | GA, Bibb County | 8001_12000 | Small Packaged Unit | gen1_t12_incandescent | Georgia | 12.8442 | A: Non Food-Service Buildings with Small Packaged Units | 0.00021475 | 0.00025386 | 0 | 0 | 0 | 0.00067657 | 0.00066634 | 0.00072379 | 0 | 6.3579e-05 | 0 | 0 | 0 | 0 | 0 | 0.00067657 | 0.00066634 | 0.00072379 | 0 | 6.3579e-05 | 0.0021303 | 48608.5001
6139 | hvac_0005 | Variable Speed HP RTU, Electric Backup | TRUE | 3.0393 | Office | GA, Bibb County | 12001_30000 | Small Packaged Unit | gen5_led | Georgia | 10.3209 | A: Non Food-Service Buildings with Small Packaged Units | 0.00023664 | 0.00026334 | 0 | 0 | 0 | 0.00098848 | 0.00054471 | 0.00062831 | 0 | 0 | 0 | 0 | 8.619e-05 | 0 | 0 | 0.00098848 | 0.00054471 | 0.00062831 | 0 | 8.619e-05 | 0.0022477 | 63824.8911
19460 | hvac_0005 | Variable Speed HP RTU, Electric Backup | TRUE | 0.35771 | Office | GA, Bibb County | 100001_150000 | Small Packaged Unit | gen4_led | Georgia | 10.8508 | A: Non Food-Service Buildings with Small Packaged Units | 0.00016095 | 0.00019499 | 0 | 0 | 0 | 0.0008426 | 0.0004678 | 0.00030134 | 0 | 0 | 0 | 0 | 4.375e-05 | 0 | 0 | 0.0008426 | 0.0004678 | 0.00030134 | 0 | 4.375e-05 | 0.0016555 | 44713.2426
19461 | hvac_0005 | Variable Speed HP RTU, Electric Backup | TRUE | 0.41758 | Office | GA, Bibb County | 64001_70000 | Small Packaged Unit | gen2_t8_halogen | Georgia | 7.8203 | A: Non Food-Service Buildings with Small Packaged Units | 6.5765e-05 | 8.8965e-05 | 0 | 0 | 0 | 0.00034155 | 0.00018787 | 0.00019188 | 0 | 2.5247e-05 | 0 | 0 | 0 | 0 | 0 | 0.00034155 | 0.00018787 | 0.00019188 | 0 | 2.5247e-05 | 0.00074655 | 27977.5753
19462 | hvac_0005 | Variable Speed HP RTU, Electric Backup | TRUE | 0.23031 | Office | GA, Bibb County | 80001_100000 | Small Packaged Unit | gen2_t8_halogen | Georgia | 13.6774 | A: Non Food-Service Buildings with Small Packaged Units | 9.8693e-05 | 0.00011405 | 0 | 0 | 0 | 0.00041343 | 0.00026985 | 0.00026056 | 0 | 0 | 0 | 0 | 2.3521e-05 | 0 | 0 | 0.00041343 | 0.00026985 | 0.00026056 | 0 | 2.3521e-05 | 0.00096737 | 20728.1849
19464 | hvac_0005 | Variable Speed HP RTU, Electric Backup | TRUE | 0.67839 | Office | GA, Bibb County | 40001_52000 | Small Packaged Unit | gen2_t8_halogen | Georgia | 13.7404 | A: Non Food-Service Buildings with Small Packaged Units | 0.00014956 | 0.00017167 | 0 | 0 | 0 | 0.00065292 | 0.00050694 | 0.00025201 | 0 | 0 | 0 | 0 | 5.1188e-05 | 0 | 0 | 0.00065292 | 0.00050694 | 0.00025201 | 0 | 5.1188e-05 | 0.0014631 | 31205.7104
19465 | hvac_0005 | Variable Speed HP RTU, Electric Backup | TRUE | 0.53394 | Office | GA, Bibb County | 52001_64000 | Small Packaged Unit | gen4_led | Georgia | 8.1989 | A: Non Food-Service Buildings with Small Packaged Units | 8.1872e-05 | 0.00010132 | 0 | 0 | 0 | 0.00039703 | 0.0002989 | 0.00013375 | 0 | 0 | 0 | 0 | 3.669e-05 | 0 | 0 | 0.00039703 | 0.0002989 | 0.00013375 | 0 | 3.669e-05 | 0.00086637 | 30968.3207
22258 | hvac_0005 | Variable Speed HP RTU, Electric Backup | FALSE | 0.39859 | Office | GA, Bibb County | 70001_80000 | Zone-by-Zone | gen3_t5_cfl | Georgia | 9.0471 | I: Non-Lodging Buildings with Zone-by-Zone Systems | 7.9717e-05 | 9.6353e-05 | 0 | 0 | 0 | 0.00029884 | 0.00020172 | 0.00016213 | 0 | 0 | 0.00022034 | 0 | 3.9831e-05 | 0 | 0 | 0.00051917 | 0.00020172 | 0.00016213 | 0 | 3.9831e-05 | 0.00092285 | 29894.5019
24953 | hvac_0005 | Variable Speed HP RTU, Electric Backup | TRUE | 0.31894 | Office | GA, Bibb County | 30001_40000 | Small Packaged Unit | gen2_t8_halogen | Georgia | 12.0787 | A: Non Food-Service Buildings with Small Packaged Units | 4.7672e-05 | 5.4825e-05 | 0 | 0 | 0 | 0.00018663 | 0.0001881 | 7.0979e-05 | 0 | 1.4356e-05 | 0 | 0 | 0 | 0 | 0 | 0.00018663 | 0.0001881 | 7.0979e-05 | 0 | 1.4356e-05 | 0.00046007 | 11162.7781
39679 | hvac_0005 | Variable Speed HP RTU, Electric Backup | FALSE | 0.15901 | Office | GA, Bibb County | 200001_400000 | Multizone CAV/VAV | gen2_t8_halogen | Georgia | 10.5771 | F: Buildings with Electric Resistance Multizone Systems | 0.000182 | 0.00020516 | 0 | 0 | 0 | 0.00086077 | 0.00055534 | 0.00028858 | 0 | 1.6914e-05 | 0 | 0 | 0 | 0 | 0 | 0.00086077 | 0.00055534 | 0.00028858 | 0 | 1.6914e-05 | 0.0017216 | 47702.3883
39683 | hvac_0005 | Variable Speed HP RTU, Electric Backup | FALSE | 0.088127 | Office | GA, Bibb County | 400001_600000 | Multizone CAV/VAV | gen1_t12_incandescent | Georgia | 15.3964 | F: Buildings with Electric Resistance Multizone Systems | 0.0002398 | 0.00027586 | 0 | 0 | 0 | 0.0012535 | 0.00058734 | 0.00046007 | 0 | 1.3957e-05 | 0 | 0 | 0 | 0 | 0 | 0.0012535 | 0.00058734 | 0.00046007 | 0 | 1.3957e-05 | 0.0023149 | 44063.4998
43823 | hvac_0005 | Variable Speed HP RTU, Electric Backup | FALSE | 0.074164 | Office | GA, Bibb County | 600001_1mil | Multizone CAV/VAV | gen3_t5_cfl | Georgia | 17.3684 | D: Buildings with Hydronically Heated Multizone Systems | 0.00032584 | 0.00037664 | 0 | 0 | 0 | 0.0017405 | 0.00064491 | 0.00032125 | 0 | 0 | 0.00078771 | 0 | 2.1828e-05 | 0 | 0 | 0.0025282 | 0.00064491 | 0.00032125 | 0 | 2.1828e-05 | 0.0035162 | 59331.5127
51181 | hvac_0005 | Variable Speed HP RTU, Electric Backup | FALSE | 0.42843 | Office | GA, Bibb County | 150001_200000 | Multizone CAV/VAV | gen2_t8_halogen | Georgia | 13.0935 | D: Buildings with Hydronically Heated Multizone Systems | 0.00030167 | 0.00034208 | 0 | 0 | 0 | 0.000797 | 0.00064699 | 0.00078482 | 0 | 3.0318e-05 | 0.0010906 | 0 | 0 | 0 | 0 | 0.0018876 | 0.00064699 | 0.00078482 | 0 | 3.0318e-05 | 0.0033497 | 74975.8941
496 | hvac_0006 | VRF with DOAS | TRUE | 81.3835 | Office | GA, Bibb County | _1000 | Small Packaged Unit | gen2_t8_halogen | Georgia | 21.2083 | A: Non Food-Service Buildings with Small Packaged Units | 0.00063265 | 0.00067443 | 0 | 0 | 0 | 0.0023041 | 0.001562 | 0.0015003 | 0 | 0 | 0 | 0 | 0.00052299 | 0 | 0 | 0.0023041 | 0.001562 | 0.0015003 | 0 | 0.00052299 | 0.0058894 | 81383.4507
497 | hvac_0006 | VRF with DOAS | TRUE | 38.8004 | Office | GA, Bibb County | 1001_3000 | Small Packaged Unit | gen2_t8_halogen | Georgia | 13.5042 | A: Non Food-Service Buildings with Small Packaged Units | 0.00038076 | 0.0004261 | 0 | 0 | 0 | 0.0010738 | 0.0011191 | 0.0012084 | 0 | 0.00017395 | 0 | 0 | 0 | 0 | 0 | 0.0010738 | 0.0011191 | 0.0012084 | 0 | 0.00017395 | 0.0035757 | 77600.7566
499 | hvac_0006 | VRF with DOAS | TRUE | 11.4908 | Office | GA, Bibb County | 3001_8000 | Small Packaged Unit | gen2_t8_halogen | Georgia | 8.247 | A: Non Food-Service Buildings with Small Packaged Units | 0.00017087 | 0.00021193 | 0 | 0 | 0 | 0.0006661 | 0.00053181 | 0.00048596 | 0 | 9.4753e-05 | 0 | 0 | 0 | 0 | 0 | 0.0006661 | 0.00053181 | 0.00048596 | 0 | 9.4753e-05 | 0.0017784 | 63199.1712
1234 | hvac_0006 | VRF with DOAS | TRUE | 4.8609 | Office | GA, Bibb County | 8001_12000 | Small Packaged Unit | gen1_t12_incandescent | Georgia | 13.2467 | A: Non Food-Service Buildings with Small Packaged Units | 0.00022523 | 0.00026182 | 0 | 0 | 0 | 0.00074332 | 0.00066634 | 0.00072379 | 0 | 6.3579e-05 | 0 | 0 | 0 | 0 | 0 | 0.00074332 | 0.00066634 | 0.00072379 | 0 | 6.3579e-05 | 0.0021971 | 48608.5001
6139 | hvac_0006 | VRF with DOAS | TRUE | 3.0393 | Office | GA, Bibb County | 12001_30000 | Small Packaged Unit | gen5_led | Georgia | 8.807 | A: Non Food-Service Buildings with Small Packaged Units | 0.00019634 | 0.00022405 | 0 | 0 | 0 | 0.00065878 | 0.00054471 | 0.00062831 | 0 | 0 | 0 | 0 | 8.619e-05 | 0 | 0 | 0.00065878 | 0.00054471 | 0.00062831 | 0 | 8.619e-05 | 0.001918 | 63824.8911
19460 | hvac_0006 | VRF with DOAS | TRUE | 0.35771 | Office | GA, Bibb County | 100001_150000 | Small Packaged Unit | gen4_led | Georgia | 8.1259 | A: Non Food-Service Buildings with Small Packaged Units | 0.00011266 | 0.00014545 | 0 | 0 | 0 | 0.00042686 | 0.0004678 | 0.00030134 | 0 | 0 | 0 | 0 | 4.3746e-05 | 0 | 0 | 0.00042686 | 0.0004678 | 0.00030134 | 0 | 4.3746e-05 | 0.0012397 | 44713.2426
19461 | hvac_0006 | VRF with DOAS | TRUE | 0.41758 | Office | GA, Bibb County | 64001_70000 | Small Packaged Unit | gen2_t8_halogen | Georgia | 7.3158 | A: Non Food-Service Buildings with Small Packaged Units | 6.2018e-05 | 8.3225e-05 | 0 | 0 | 0 | 0.00029339 | 0.00018787 | 0.00019188 | 0 | 2.5247e-05 | 0 | 0 | 0 | 0 | 0 | 0.00029339 | 0.00018787 | 0.00019188 | 0 | 2.5247e-05 | 0.00069839 | 27977.5753
19462 | hvac_0006 | VRF with DOAS | TRUE | 0.23031 | Office | GA, Bibb County | 80001_100000 | Small Packaged Unit | gen2_t8_halogen | Georgia | 11.1308 | A: Non Food-Service Buildings with Small Packaged Units | 7.6372e-05 | 9.2584e-05 | 0 | 0 | 0 | 0.00023332 | 0.00026985 | 0.00026056 | 0 | 0 | 0 | 0 | 2.3519e-05 | 0 | 0 | 0.00023332 | 0.00026985 | 0.00026056 | 0 | 2.3519e-05 | 0.00078725 | 20728.1849
19464 | hvac_0006 | VRF with DOAS | TRUE | 0.67839 | Office | GA, Bibb County | 40001_52000 | Small Packaged Unit | gen2_t8_halogen | Georgia | 12.0157 | A: Non Food-Service Buildings with Small Packaged Units | 0.00012863 | 0.00014978 | 0 | 0 | 0 | 0.00046928 | 0.00050694 | 0.00025201 | 0 | 0 | 0 | 0 | 5.1188e-05 | 0 | 0 | 0.00046928 | 0.00050694 | 0.00025201 | 0 | 5.1188e-05 | 0.0012794 | 31205.7104
19465 | hvac_0006 | VRF with DOAS | TRUE | 0.53394 | Office | GA, Bibb County | 52001_64000 | Small Packaged Unit | gen4_led | Georgia | 7.8337 | A: Non Food-Service Buildings with Small Packaged Units | 8.0668e-05 | 9.6723e-05 | 0 | 0 | 0 | 0.00035843 | 0.0002989 | 0.00013375 | 0 | 0 | 0 | 0 | 3.669e-05 | 0 | 0 | 0.00035843 | 0.0002989 | 0.00013375 | 0 | 3.669e-05 | 0.00082777 | 30968.3207
22258 | hvac_0006 | VRF with DOAS | FALSE | 0.39859 | Office | GA, Bibb County | 70001_80000 | Zone-by-Zone | gen3_t5_cfl | Georgia | 9.0471 | I: Non-Lodging Buildings with Zone-by-Zone Systems | 7.9717e-05 | 9.6353e-05 | 0 | 0 | 0 | 0.00029884 | 0.00020172 | 0.00016213 | 0 | 0 | 0.00022034 | 0 | 3.9831e-05 | 0 | 0 | 0.00051917 | 0.00020172 | 0.00016213 | 0 | 3.9831e-05 | 0.00092285 | 29894.5019
24953 | hvac_0006 | VRF with DOAS | TRUE | 0.31894 | Office | GA, Bibb County | 30001_40000 | Small Packaged Unit | gen2_t8_halogen | Georgia | 10.3689 | A: Non Food-Service Buildings with Small Packaged Units | 3.9993e-05 | 4.7064e-05 | 0 | 0 | 0 | 0.00012151 | 0.0001881 | 7.0979e-05 | 0 | 1.4353e-05 | 0 | 0 | 0 | 0 | 0 | 0.00012151 | 0.0001881 | 7.0979e-05 | 0 | 1.4353e-05 | 0.00039494 | 11162.7781
39679 | hvac_0006 | VRF with DOAS | FALSE | 0.15901 | Office | GA, Bibb County | 200001_400000 | Multizone CAV/VAV | gen2_t8_halogen | Georgia | 10.5771 | F: Buildings with Electric Resistance Multizone Systems | 0.000182 | 0.00020516 | 0 | 0 | 0 | 0.00086077 | 0.00055534 | 0.00028858 | 0 | 1.6914e-05 | 0 | 0 | 0 | 0 | 0 | 0.00086077 | 0.00055534 | 0.00028858 | 0 | 1.6914e-05 | 0.0017216 | 47702.3883
39683 | hvac_0006 | VRF with DOAS | FALSE | 0.088127 | Office | GA, Bibb County | 400001_600000 | Multizone CAV/VAV | gen1_t12_incandescent | Georgia | 15.3964 | F: Buildings with Electric Resistance Multizone Systems | 0.0002398 | 0.00027586 | 0 | 0 | 0 | 0.0012535 | 0.00058734 | 0.00046007 | 0 | 1.3957e-05 | 0 | 0 | 0 | 0 | 0 | 0.0012535 | 0.00058734 | 0.00046007 | 0 | 1.3957e-05 | 0.0023149 | 44063.4998
43823 | hvac_0006 | VRF with DOAS | FALSE | 0.074164 | Office | GA, Bibb County | 600001_1mil | Multizone CAV/VAV | gen3_t5_cfl | Georgia | 17.3684 | D: Buildings with Hydronically Heated Multizone Systems | 0.00032584 | 0.00037664 | 0 | 0 | 0 | 0.0017405 | 0.00064491 | 0.00032125 | 0 | 0 | 0.00078771 | 0 | 2.1828e-05 | 0 | 0 | 0.0025282 | 0.00064491 | 0.00032125 | 0 | 2.1828e-05 | 0.0035162 | 59331.5127
51181 | hvac_0006 | VRF with DOAS | TRUE | 0.42843 | Office | GA, Bibb County | 150001_200000 | Multizone CAV/VAV | gen2_t8_halogen | Georgia | 8.6062 | D: Buildings with Hydronically Heated Multizone Systems | 0.00022385 | 0.00026237 | 0 | 0 | 0 | 0.00073959 | 0.00064699 | 0.00078482 | 0 | 3.0318e-05 | 0 | 0 | 0 | 0 | 0 | 0.00073959 | 0.00064699 | 0.00078482 | 0 | 3.0318e-05 | 0.0022017 | 74975.8941
496 | hvac_0007 | Demand Control Ventilation | TRUE | 81.3835 | Office | GA, Bibb County | _1000 | Small Packaged Unit | gen2_t8_halogen | Georgia | 39.0083 | A: Non Food-Service Buildings with Small Packaged Units | 0.0010217 | 0.0011222 | 0 | 0 | 0 | 0.0045503 | 0.001562 | 0.0015003 | 0 | 0 | 0.0026967 | 0 | 0.00052299 | 0 | 0 | 0.007247 | 0.001562 | 0.0015003 | 0 | 0.00052299 | 0.010832 | 81383.4507
497 | hvac_0007 | Demand Control Ventilation | TRUE | 38.8004 | Office | GA, Bibb County | 1001_3000 | Small Packaged Unit | gen2_t8_halogen | Georgia | 21.3583 | A: Non Food-Service Buildings with Small Packaged Units | 0.00057327 | 0.00064474 | 0 | 0 | 0 | 0.002596 | 0.0011191 | 0.0012084 | 0 | 0.00017395 | 0.00055789 | 0 | 0 | 0 | 0 | 0.0031539 | 0.0011191 | 0.0012084 | 0 | 0.00017395 | 0.0056554 | 77600.7566
499 | hvac_0007 | Demand Control Ventilation | TRUE | 11.4908 | Office | GA, Bibb County | 3001_8000 | Small Packaged Unit | gen2_t8_halogen | Georgia | 13.5207 | A: Non Food-Service Buildings with Small Packaged Units | 0.00027393 | 0.0003261 | 0 | 0 | 0 | 0.0013955 | 0.00053181 | 0.00048596 | 0 | 9.4753e-05 | 0.00040787 | 0 | 0 | 0 | 0 | 0.0018034 | 0.00053181 | 0.00048596 | 0 | 9.4753e-05 | 0.0029157 | 63199.1712
1234 | hvac_0007 | Demand Control Ventilation | TRUE | 4.8609 | Office | GA, Bibb County | 8001_12000 | Small Packaged Unit | gen1_t12_incandescent | Georgia | 17.2906 | A: Non Food-Service Buildings with Small Packaged Units | 0.00028916 | 0.00034175 | 0 | 0 | 0 | 0.0014141 | 0.00066634 | 0.00072379 | 0 | 6.3579e-05 | 0 | 0 | 0 | 0 | 0 | 0.0014141 | 0.00066634 | 0.00072379 | 0 | 6.3579e-05 | 0.0028678 | 48608.5001
6139 | hvac_0007 | Demand Control Ventilation | TRUE | 3.0393 | Office | GA, Bibb County | 12001_30000 | Small Packaged Unit | gen5_led | Georgia | 15.1606 | A: Non Food-Service Buildings with Small Packaged Units | 0.0003301 | 0.00037322 | 0 | 0 | 0 | 0.0017422 | 0.00054471 | 0.00062831 | 0 | 0 | 0.00030031 | 0 | 8.619e-05 | 0 | 0 | 0.0020425 | 0.00054471 | 0.00062831 | 0 | 8.619e-05 | 0.0033017 | 63824.8911
19460 | hvac_0007 | Demand Control Ventilation | TRUE | 0.35771 | Office | GA, Bibb County | 100001_150000 | Small Packaged Unit | gen4_led | Georgia | 15.0915 | A: Non Food-Service Buildings with Small Packaged Units | 0.00022198 | 0.00027009 | 0 | 0 | 0 | 0.0014513 | 0.0004678 | 0.00030134 | 0 | 0 | 3.8305e-05 | 0 | 4.375e-05 | 0 | 0 | 0.0014896 | 0.0004678 | 0.00030134 | 0 | 4.375e-05 | 0.0023025 | 44713.2426
19461 | hvac_0007 | Demand Control Ventilation | TRUE | 0.41758 | Office | GA, Bibb County | 64001_70000 | Small Packaged Unit | gen2_t8_halogen | Georgia | 10.1384 | A: Non Food-Service Buildings with Small Packaged Units | 8.0509e-05 | 0.00011464 | 0 | 0 | 0 | 0.00054952 | 0.00018787 | 0.00019188 | 0 | 2.5247e-05 | 1.3334e-05 | 0 | 0 | 0 | 0 | 0.00056285 | 0.00018787 | 0.00019188 | 0 | 2.5247e-05 | 0.00096785 | 27977.5753
19462 | hvac_0007 | Demand Control Ventilation | TRUE | 0.23031 | Office | GA, Bibb County | 80001_100000 | Small Packaged Unit | gen2_t8_halogen | Georgia | 18.8011 | A: Non Food-Service Buildings with Small Packaged Units | 0.00013402 | 0.00015694 | 0 | 0 | 0 | 0.0007702 | 0.00026985 | 0.00026056 | 0 | 0 | 5.6255e-06 | 0 | 2.3521e-05 | 0 | 0 | 0.00077583 | 0.00026985 | 0.00026056 | 0 | 2.3521e-05 | 0.0013298 | 20728.1849
19464 | hvac_0007 | Demand Control Ventilation | TRUE | 0.67839 | Office | GA, Bibb County | 40001_52000 | Small Packaged Unit | gen2_t8_halogen | Georgia | 20.0446 | A: Non Food-Service Buildings with Small Packaged Units | 0.00021738 | 0.00025025 | 0 | 0 | 0 | 0.0012972 | 0.00050694 | 0.00025201 | 0 | 0 | 2.6947e-05 | 0 | 5.1188e-05 | 0 | 0 | 0.0013242 | 0.00050694 | 0.00025201 | 0 | 5.1188e-05 | 0.0021343 | 31205.7104
19465 | hvac_0007 | Demand Control Ventilation | TRUE | 0.53394 | Office | GA, Bibb County | 52001_64000 | Small Packaged Unit | gen4_led | Georgia | 11.7379 | A: Non Food-Service Buildings with Small Packaged Units | 0.00010162 | 0.00013081 | 0 | 0 | 0 | 0.00048303 | 0.0002989 | 0.00013375 | 0 | 0 | 0.00028795 | 0 | 3.669e-05 | 0 | 0 | 0.00077098 | 0.0002989 | 0.00013375 | 0 | 3.669e-05 | 0.0012403 | 30968.3207
22258 | hvac_0007 | Demand Control Ventilation | FALSE | 0.39859 | Office | GA, Bibb County | 70001_80000 | Zone-by-Zone | gen3_t5_cfl | Georgia | 9.0471 | I: Non-Lodging Buildings with Zone-by-Zone Systems | 7.9717e-05 | 9.6353e-05 | 0 | 0 | 0 | 0.00029884 | 0.00020172 | 0.00016213 | 0 | 0 | 0.00022034 | 0 | 3.9831e-05 | 0 | 0 | 0.00051917 | 0.00020172 | 0.00016213 | 0 | 3.9831e-05 | 0.00092285 | 29894.5019
24953 | hvac_0007 | Demand Control Ventilation | TRUE | 0.31894 | Office | GA, Bibb County | 30001_40000 | Small Packaged Unit | gen2_t8_halogen | Georgia | 17.2975 | A: Non Food-Service Buildings with Small Packaged Units | 6.5763e-05 | 7.5986e-05 | 0 | 0 | 0 | 0.00033713 | 0.0001881 | 7.0979e-05 | 0 | 1.4353e-05 | 4.8279e-05 | 0 | 0 | 0 | 0 | 0.00038541 | 0.0001881 | 7.0979e-05 | 0 | 1.4353e-05 | 0.00065885 | 11162.7781
39679 | hvac_0007 | Demand Control Ventilation | TRUE | 0.15901 | Office | GA, Bibb County | 200001_400000 | Multizone CAV/VAV | gen2_t8_halogen | Georgia | 10.1809 | F: Buildings with Electric Resistance Multizone Systems | 0.00017302 | 0.00019748 | 0 | 0 | 0 | 0.00079629 | 0.00055534 | 0.00028858 | 0 | 1.6914e-05 | 0 | 0 | 0 | 0 | 0 | 0.00079629 | 0.00055534 | 0.00028858 | 0 | 1.6914e-05 | 0.0016571 | 47702.3883
39683 | hvac_0007 | Demand Control Ventilation | TRUE | 0.088127 | Office | GA, Bibb County | 400001_600000 | Multizone CAV/VAV | gen1_t12_incandescent | Georgia | 15.2289 | F: Buildings with Electric Resistance Multizone Systems | 0.00023673 | 0.00027286 | 0 | 0 | 0 | 0.0012283 | 0.00058734 | 0.00046007 | 0 | 1.3957e-05 | 0 | 0 | 0 | 0 | 0 | 0.0012283 | 0.00058734 | 0.00046007 | 0 | 1.3957e-05 | 0.0022897 | 44063.4998
43823 | hvac_0007 | Demand Control Ventilation | TRUE | 0.074164 | Office | GA, Bibb County | 600001_1mil | Multizone CAV/VAV | gen3_t5_cfl | Georgia | 17.363 | D: Buildings with Hydronically Heated Multizone Systems | 0.00032782 | 0.00037756 | 0 | 0 | 0 | 0.0017595 | 0.00064491 | 0.00032125 | 0 | 0 | 0.0007676 | 0 | 2.1828e-05 | 0 | 0 | 0.0025271 | 0.00064491 | 0.00032125 | 0 | 2.1828e-05 | 0.0035151 | 59331.5127
51181 | hvac_0007 | Demand Control Ventilation | TRUE | 0.42843 | Office | GA, Bibb County | 150001_200000 | Multizone CAV/VAV | gen2_t8_halogen | Georgia | 13.0884 | D: Buildings with Hydronically Heated Multizone Systems | 0.00030538 | 0.00034443 | 0 | 0 | 0 | 0.00084362 | 0.00064699 | 0.00078482 | 0 | 3.0318e-05 | 0.0010426 | 0 | 0 | 0 | 0 | 0.0018863 | 0.00064699 | 0.00078482 | 0 | 3.0318e-05 | 0.0033484 | 74975.8941
496 | hvac_0008 | Energy Recovery for AHUs | TRUE | 81.3835 | Office | GA, Bibb County | _1000 | Small Packaged Unit | gen2_t8_halogen | Georgia | 38.5389 | A: Non Food-Service Buildings with Small Packaged Units | 0.0010158 | 0.0011161 | 0 | 0 | 0 | 0.0045997 | 0.001562 | 0.0015003 | 0 | 0 | 0.0025177 | 0 | 0.00052299 | 0 | 0 | 0.0071174 | 0.001562 | 0.0015003 | 0 | 0.00052299 | 0.010702 | 81383.4507
497 | hvac_0008 | Energy Recovery for AHUs | TRUE | 38.8004 | Office | GA, Bibb County | 1001_3000 | Small Packaged Unit | gen2_t8_halogen | Georgia | 21.1514 | A: Non Food-Service Buildings with Small Packaged Units | 0.00057192 | 0.00064293 | 0 | 0 | 0 | 0.0026313 | 0.0011191 | 0.0012084 | 0 | 0.00017395 | 0.00046779 | 0 | 0 | 0 | 0 | 0.0030991 | 0.0011191 | 0.0012084 | 0 | 0.00017395 | 0.0056006 | 77600.7566
499 | hvac_0008 | Energy Recovery for AHUs | TRUE | 11.4908 | Office | GA, Bibb County | 3001_8000 | Small Packaged Unit | gen2_t8_halogen | Georgia | 13.4343 | A: Non Food-Service Buildings with Small Packaged Units | 0.00027454 | 0.00032645 | 0 | 0 | 0 | 0.0014258 | 0.00053181 | 0.00048596 | 0 | 9.4753e-05 | 0.00035886 | 0 | 0 | 0 | 0 | 0.0017846 | 0.00053181 | 0.00048596 | 0 | 9.4753e-05 | 0.002897 | 63199.1712
1234 | hvac_0008 | Energy Recovery for AHUs | TRUE | 4.8609 | Office | GA, Bibb County | 8001_12000 | Small Packaged Unit | gen1_t12_incandescent | Georgia | 16.9658 | A: Non Food-Service Buildings with Small Packaged Units | 0.00028381 | 0.00033533 | 0 | 0 | 0 | 0.0013602 | 0.00066634 | 0.00072379 | 0 | 6.3579e-05 | 0 | 0 | 0 | 0 | 0 | 0.0013602 | 0.00066634 | 0.00072379 | 0 | 6.3579e-05 | 0.0028139 | 48608.5001
6139 | hvac_0008 | Energy Recovery for AHUs | TRUE | 3.0393 | Office | GA, Bibb County | 12001_30000 | Small Packaged Unit | gen5_led | Georgia | 15.1221 | A: Non Food-Service Buildings with Small Packaged Units | 0.00033197 | 0.0003743 | 0 | 0 | 0 | 0.0017736 | 0.00054471 | 0.00062831 | 0 | 0 | 0.00026053 | 0 | 8.619e-05 | 0 | 0 | 0.0020341 | 0.00054471 | 0.00062831 | 0 | 8.619e-05 | 0.0032933 | 63824.8911
19460 | hvac_0008 | Energy Recovery for AHUs | TRUE | 0.35771 | Office | GA, Bibb County | 100001_150000 | Small Packaged Unit | gen4_led | Georgia | 15.0503 | A: Non Food-Service Buildings with Small Packaged Units | 0.00022235 | 0.00026935 | 0 | 0 | 0 | 0.0014453 | 0.0004678 | 0.00030134 | 0 | 0 | 3.7979e-05 | 0 | 4.375e-05 | 0 | 0 | 0.0014833 | 0.0004678 | 0.00030134 | 0 | 4.375e-05 | 0.0022962 | 44713.2426
19461 | hvac_0008 | Energy Recovery for AHUs | TRUE | 0.41758 | Office | GA, Bibb County | 64001_70000 | Small Packaged Unit | gen2_t8_halogen | Georgia | 10.1263 | A: Non Food-Service Buildings with Small Packaged Units | 8.0828e-05 | 0.00011463 | 0 | 0 | 0 | 0.00055079 | 0.00018787 | 0.00019188 | 0 | 2.5247e-05 | 1.0904e-05 | 0 | 0 | 0 | 0 | 0.00056169 | 0.00018787 | 0.00019188 | 0 | 2.5247e-05 | 0.00096669 | 27977.5753
19462 | hvac_0008 | Energy Recovery for AHUs | TRUE | 0.23031 | Office | GA, Bibb County | 80001_100000 | Small Packaged Unit | gen2_t8_halogen | Georgia | 18.7653 | A: Non Food-Service Buildings with Small Packaged Units | 0.00013407 | 0.00015659 | 0 | 0 | 0 | 0.00076684 | 0.00026985 | 0.00026056 | 0 | 0 | 6.4506e-06 | 0 | 2.3521e-05 | 0 | 0 | 0.00077329 | 0.00026985 | 0.00026056 | 0 | 2.3521e-05 | 0.0013272 | 20728.1849
19464 | hvac_0008 | Energy Recovery for AHUs | TRUE | 0.67839 | Office | GA, Bibb County | 40001_52000 | Small Packaged Unit | gen2_t8_halogen | Georgia | 20.0736 | A: Non Food-Service Buildings with Small Packaged Units | 0.00021786 | 0.0002507 | 0 | 0 | 0 | 0.0013019 | 0.00050694 | 0.00025201 | 0 | 0 | 2.5366e-05 | 0 | 5.1188e-05 | 0 | 0 | 0.0013273 | 0.00050694 | 0.00025201 | 0 | 5.1188e-05 | 0.0021374 | 31205.7104
19465 | hvac_0008 | Energy Recovery for AHUs | TRUE | 0.53394 | Office | GA, Bibb County | 52001_64000 | Small Packaged Unit | gen4_led | Georgia | 11.7113 | A: Non Food-Service Buildings with Small Packaged Units | 0.00010168 | 0.00013083 | 0 | 0 | 0 | 0.00048701 | 0.0002989 | 0.00013375 | 0 | 0 | 0.00028116 | 0 | 3.669e-05 | 0 | 0 | 0.00076817 | 0.0002989 | 0.00013375 | 0 | 3.669e-05 | 0.0012375 | 30968.3207
22258 | hvac_0008 | Energy Recovery for AHUs | FALSE | 0.39859 | Office | GA, Bibb County | 70001_80000 | Zone-by-Zone | gen3_t5_cfl | Georgia | 9.0471 | I: Non-Lodging Buildings with Zone-by-Zone Systems | 7.9717e-05 | 9.6353e-05 | 0 | 0 | 0 | 0.00029884 | 0.00020172 | 0.00016213 | 0 | 0 | 0.00022034 | 0 | 3.9831e-05 | 0 | 0 | 0.00051917 | 0.00020172 | 0.00016213 | 0 | 3.9831e-05 | 0.00092285 | 29894.5019
24953 | hvac_0008 | Energy Recovery for AHUs | TRUE | 0.31894 | Office | GA, Bibb County | 30001_40000 | Small Packaged Unit | gen2_t8_halogen | Georgia | 17.2193 | A: Non Food-Service Buildings with Small Packaged Units | 6.5894e-05 | 7.5996e-05 | 0 | 0 | 0 | 0.00034113 | 0.0001881 | 7.0979e-05 | 0 | 1.4353e-05 | 4.1299e-05 | 0 | 0 | 0 | 0 | 0.00038243 | 0.0001881 | 7.0979e-05 | 0 | 1.4353e-05 | 0.00065587 | 11162.7781
39679 | hvac_0008 | Energy Recovery for AHUs | TRUE | 0.15901 | Office | GA, Bibb County | 200001_400000 | Multizone CAV/VAV | gen2_t8_halogen | Georgia | 9.9454 | F: Buildings with Electric Resistance Multizone Systems | 0.00016845 | 0.00019291 | 0 | 0 | 0 | 0.00075795 | 0.00055534 | 0.00028858 | 0 | 1.6914e-05 | 0 | 0 | 0 | 0 | 0 | 0.00075795 | 0.00055534 | 0.00028858 | 0 | 1.6914e-05 | 0.0016188 | 47702.3883
39683 | hvac_0008 | Energy Recovery for AHUs | TRUE | 0.088127 | Office | GA, Bibb County | 400001_600000 | Multizone CAV/VAV | gen1_t12_incandescent | Georgia | 15.0259 | F: Buildings with Electric Resistance Multizone Systems | 0.000233 | 0.00026922 | 0 | 0 | 0 | 0.0011978 | 0.00058734 | 0.00046007 | 0 | 1.3957e-05 | 0 | 0 | 0 | 0 | 0 | 0.0011978 | 0.00058734 | 0.00046007 | 0 | 1.3957e-05 | 0.0022592 | 44063.4998
43823 | hvac_0008 | Energy Recovery for AHUs | TRUE | 0.074164 | Office | GA, Bibb County | 600001_1mil | Multizone CAV/VAV | gen3_t5_cfl | Georgia | 17.2312 | D: Buildings with Hydronically Heated Multizone Systems | 0.0003243 | 0.00037443 | 0 | 0 | 0 | 0.0017337 | 0.00064491 | 0.00032125 | 0 | 0 | 0.00076669 | 0 | 2.1828e-05 | 0 | 0 | 0.0025004 | 0.00064491 | 0.00032125 | 0 | 2.1828e-05 | 0.0034884 | 59331.5127
51181 | hvac_0008 | Energy Recovery for AHUs | TRUE | 0.42843 | Office | GA, Bibb County | 150001_200000 | Multizone CAV/VAV | gen2_t8_halogen | Georgia | 13.0763 | D: Buildings with Hydronically Heated Multizone Systems | 0.00030438 | 0.00034427 | 0 | 0 | 0 | 0.00084435 | 0.00064699 | 0.00078482 | 0 | 3.0318e-05 | 0.0010388 | 0 | 0 | 0 | 0 | 0.0018832 | 0.00064699 | 0.00078482 | 0 | 3.0318e-05 | 0.0033453 | 74975.8941
496 | hvac_0009 | Air Side Economizers for AHUs | TRUE | 81.3835 | Office | GA, Bibb County | _1000 | Small Packaged Unit | gen2_t8_halogen | Georgia | 40.0694 | A: Non Food-Service Buildings with Small Packaged Units | 0.0010425 | 0.0011405 | 0 | 0 | 0 | 0.0045233 | 0.001562 | 0.0015003 | 0 | 0 | 0.0030191 | 0 | 0.00052299 | 0 | 0 | 0.0075424 | 0.001562 | 0.0015003 | 0 | 0.00052299 | 0.011127 | 81383.4507
497 | hvac_0009 | Air Side Economizers for AHUs | TRUE | 38.8004 | Office | GA, Bibb County | 1001_3000 | Small Packaged Unit | gen2_t8_halogen | Georgia | 21.6764 | A: Non Food-Service Buildings with Small Packaged Units | 0.00057843 | 0.00064861 | 0 | 0 | 0 | 0.0025625 | 0.0011191 | 0.0012084 | 0 | 0.00017395 | 0.00067557 | 0 | 0 | 0 | 0 | 0.0032381 | 0.0011191 | 0.0012084 | 0 | 0.00017395 | 0.0057396 | 77600.7566
499 | hvac_0009 | Air Side Economizers for AHUs | TRUE | 11.4908 | Office | GA, Bibb County | 3001_8000 | Small Packaged Unit | gen2_t8_halogen | Georgia | 14.197 | A: Non Food-Service Buildings with Small Packaged Units | 0.00028351 | 0.00033573 | 0 | 0 | 0 | 0.0013931 | 0.00053181 | 0.00048596 | 0 | 9.4753e-05 | 0.00055599 | 0 | 0 | 0 | 0 | 0.0019491 | 0.00053181 | 0.00048596 | 0 | 9.4753e-05 | 0.0030615 | 63199.1712
1234 | hvac_0009 | Air Side Economizers for AHUs | TRUE | 4.8609 | Office | GA, Bibb County | 8001_12000 | Small Packaged Unit | gen1_t12_incandescent | Georgia | 17.4144 | A: Non Food-Service Buildings with Small Packaged Units | 0.00029207 | 0.0003442 | 0 | 0 | 0 | 0.0014346 | 0.00066634 | 0.00072379 | 0 | 6.3579e-05 | 0 | 0 | 0 | 0 | 0 | 0.0014346 | 0.00066634 | 0.00072379 | 0 | 6.3579e-05 | 0.0028883 | 48608.5001
6139 | hvac_0009 | Air Side Economizers for AHUs | TRUE | 3.0393 | Office | GA, Bibb County | 12001_30000 | Small Packaged Unit | gen5_led | Georgia | 15.9509 | A: Non Food-Service Buildings with Small Packaged Units | 0.00034288 | 0.00038539 | 0 | 0 | 0 | 0.001755 | 0.00054471 | 0.00062831 | 0 | 0 | 0.00045961 | 0 | 8.619e-05 | 0 | 0 | 0.0022146 | 0.00054471 | 0.00062831 | 0 | 8.619e-05 | 0.0034738 | 63824.8911
19460 | hvac_0009 | Air Side Economizers for AHUs | TRUE | 0.35771 | Office | GA, Bibb County | 100001_150000 | Small Packaged Unit | gen4_led | Georgia | 14.9458 | A: Non Food-Service Buildings with Small Packaged Units | 0.00021997 | 0.00026612 | 0 | 0 | 0 | 0.001404 | 0.0004678 | 0.00030134 | 0 | 0 | 6.3404e-05 | 0 | 4.375e-05 | 0 | 0 | 0.0014674 | 0.0004678 | 0.00030134 | 0 | 4.375e-05 | 0.0022802 | 44713.2426
19461 | hvac_0009 | Air Side Economizers for AHUs | TRUE | 0.41758 | Office | GA, Bibb County | 64001_70000 | Small Packaged Unit | gen2_t8_halogen | Georgia | 10.0701 | A: Non Food-Service Buildings with Small Packaged Units | 8.002e-05 | 0.00011376 | 0 | 0 | 0 | 0.00054104 | 0.00018787 | 0.00019188 | 0 | 2.5247e-05 | 1.5293e-05 | 0 | 0 | 0 | 0 | 0.00055633 | 0.00018787 | 0.00019188 | 0 | 2.5247e-05 | 0.00096133 | 27977.5753
19462 | hvac_0009 | Air Side Economizers for AHUs | TRUE | 0.23031 | Office | GA, Bibb County | 80001_100000 | Small Packaged Unit | gen2_t8_halogen | Georgia | 18.5628 | A: Non Food-Service Buildings with Small Packaged Units | 0.0001326 | 0.00015443 | 0 | 0 | 0 | 0.00074373 | 0.00026985 | 0.00026056 | 0 | 0 | 1.5246e-05 | 0 | 2.3521e-05 | 0 | 0 | 0.00075897 | 0.00026985 | 0.00026056 | 0 | 2.3521e-05 | 0.0013129 | 20728.1849
19464 | hvac_0009 | Air Side Economizers for AHUs | TRUE | 0.67839 | Office | GA, Bibb County | 40001_52000 | Small Packaged Unit | gen2_t8_halogen | Georgia | 19.9952 | A: Non Food-Service Buildings with Small Packaged Units | 0.00021653 | 0.00024905 | 0 | 0 | 0 | 0.001281 | 0.00050694 | 0.00025201 | 0 | 0 | 3.7885e-05 | 0 | 5.1188e-05 | 0 | 0 | 0.0013189 | 0.00050694 | 0.00025201 | 0 | 5.1188e-05 | 0.0021291 | 31205.7104
19465 | hvac_0009 | Air Side Economizers for AHUs | TRUE | 0.53394 | Office | GA, Bibb County | 52001_64000 | Small Packaged Unit | gen4_led | Georgia | 11.8428 | A: Non Food-Service Buildings with Small Packaged Units | 0.00010246 | 0.00013114 | 0 | 0 | 0 | 0.00047526 | 0.0002989 | 0.00013375 | 0 | 0 | 0.00030681 | 0 | 3.669e-05 | 0 | 0 | 0.00078207 | 0.0002989 | 0.00013375 | 0 | 3.669e-05 | 0.0012514 | 30968.3207
22258 | hvac_0009 | Air Side Economizers for AHUs | FALSE | 0.39859 | Office | GA, Bibb County | 70001_80000 | Zone-by-Zone | gen3_t5_cfl | Georgia | 9.0471 | I: Non-Lodging Buildings with Zone-by-Zone Systems | 7.9717e-05 | 9.6353e-05 | 0 | 0 | 0 | 0.00029884 | 0.00020172 | 0.00016213 | 0 | 0 | 0.00022034 | 0 | 3.9831e-05 | 0 | 0 | 0.00051917 | 0.00020172 | 0.00016213 | 0 | 3.9831e-05 | 0.00092285 | 29894.5019
24953 | hvac_0009 | Air Side Economizers for AHUs | TRUE | 0.31894 | Office | GA, Bibb County | 30001_40000 | Small Packaged Unit | gen2_t8_halogen | Georgia | 18.1206 | A: Non Food-Service Buildings with Small Packaged Units | 6.791e-05 | 7.7869e-05 | 0 | 0 | 0 | 0.0003331 | 0.0001881 | 7.0979e-05 | 0 | 1.4353e-05 | 8.3654e-05 | 0 | 0 | 0 | 0 | 0.00041676 | 0.0001881 | 7.0979e-05 | 0 | 1.4353e-05 | 0.00069019 | 11162.7781
39679 | hvac_0009 | Air Side Economizers for AHUs | TRUE | 0.15901 | Office | GA, Bibb County | 200001_400000 | Multizone CAV/VAV | gen2_t8_halogen | Georgia | 10.5487 | F: Buildings with Electric Resistance Multizone Systems | 0.00018153 | 0.00020461 | 0 | 0 | 0 | 0.00085615 | 0.00055534 | 0.00028858 | 0 | 1.6914e-05 | 0 | 0 | 0 | 0 | 0 | 0.00085615 | 0.00055534 | 0.00028858 | 0 | 1.6914e-05 | 0.001717 | 47702.3883
39683 | hvac_0009 | Air Side Economizers for AHUs | TRUE | 0.088127 | Office | GA, Bibb County | 400001_600000 | Multizone CAV/VAV | gen1_t12_incandescent | Georgia | 15.3179 | F: Buildings with Electric Resistance Multizone Systems | 0.00023864 | 0.00027445 | 0 | 0 | 0 | 0.0012417 | 0.00058734 | 0.00046007 | 0 | 1.3957e-05 | 0 | 0 | 0 | 0 | 0 | 0.0012417 | 0.00058734 | 0.00046007 | 0 | 1.3957e-05 | 0.0023031 | 44063.4998
43823 | hvac_0009 | Air Side Economizers for AHUs | TRUE | 0.074164 | Office | GA, Bibb County | 600001_1mil | Multizone CAV/VAV | gen3_t5_cfl | Georgia | 16.8639 | D: Buildings with Hydronically Heated Multizone Systems | 0.00031491 | 0.00036432 | 0 | 0 | 0 | 0.0016356 | 0.00064491 | 0.00032125 | 0 | 0 | 0.00079047 | 0 | 2.1828e-05 | 0 | 0 | 0.0024261 | 0.00064491 | 0.00032125 | 0 | 2.1828e-05 | 0.0034141 | 59331.5127
51181 | hvac_0009 | Air Side Economizers for AHUs | TRUE | 0.42843 | Office | GA, Bibb County | 150001_200000 | Multizone CAV/VAV | gen2_t8_halogen | Georgia | 13.0006 | D: Buildings with Hydronically Heated Multizone Systems | 0.00029939 | 0.00033905 | 0 | 0 | 0 | 0.0007694 | 0.00064699 | 0.00078482 | 0 | 3.0318e-05 | 0.0010944 | 0 | 0 | 0 | 0 | 0.0018638 | 0.00064699 | 0.00078482 | 0 | 3.0318e-05 | 0.0033259 | 74975.8941
496 | hvac_0010 | VRF with DOAS, 25pct Heat Pump Upsizing Allowance | TRUE | 81.3835 | Office | GA, Bibb County | _1000 | Small Packaged Unit | gen2_t8_halogen | Georgia | 21.1611 | A: Non Food-Service Buildings with Small Packaged Units | 0.00063168 | 0.00067289 | 0 | 0 | 0 | 0.0022917 | 0.001562 | 0.0015003 | 0 | 0 | 0 | 0 | 0.00052299 | 0 | 0 | 0.0022917 | 0.001562 | 0.0015003 | 0 | 0.00052299 | 0.0058763 | 81383.4507
497 | hvac_0010 | VRF with DOAS, 25pct Heat Pump Upsizing Allowance | TRUE | 38.8004 | Office | GA, Bibb County | 1001_3000 | Small Packaged Unit | gen2_t8_halogen | Georgia | 13.4847 | A: Non Food-Service Buildings with Small Packaged Units | 0.00038034 | 0.0004255 | 0 | 0 | 0 | 0.0010691 | 0.0011191 | 0.0012084 | 0 | 0.00017395 | 0 | 0 | 0 | 0 | 0 | 0.0010691 | 0.0011191 | 0.0012084 | 0 | 0.00017395 | 0.0035705 | 77600.7566
499 | hvac_0010 | VRF with DOAS, 25pct Heat Pump Upsizing Allowance | TRUE | 11.4908 | Office | GA, Bibb County | 3001_8000 | Small Packaged Unit | gen2_t8_halogen | Georgia | 8.2384 | A: Non Food-Service Buildings with Small Packaged Units | 0.0001707 | 0.00021171 | 0 | 0 | 0 | 0.00066414 | 0.00053181 | 0.00048596 | 0 | 9.4753e-05 | 0 | 0 | 0 | 0 | 0 | 0.00066414 | 0.00053181 | 0.00048596 | 0 | 9.4753e-05 | 0.0017766 | 63199.1712
1234 | hvac_0010 | VRF with DOAS, 25pct Heat Pump Upsizing Allowance | TRUE | 4.8609 | Office | GA, Bibb County | 8001_12000 | Small Packaged Unit | gen1_t12_incandescent | Georgia | 13.2189 | A: Non Food-Service Buildings with Small Packaged Units | 0.00022478 | 0.00026127 | 0 | 0 | 0 | 0.00073872 | 0.00066634 | 0.00072379 | 0 | 6.3579e-05 | 0 | 0 | 0 | 0 | 0 | 0.00073872 | 0.00066634 | 0.00072379 | 0 | 6.3579e-05 | 0.0021925 | 48608.5001
6139 | hvac_0010 | VRF with DOAS, 25pct Heat Pump Upsizing Allowance | TRUE | 3.0393 | Office | GA, Bibb County | 12001_30000 | Small Packaged Unit | gen5_led | Georgia | 8.8069 | A: Non Food-Service Buildings with Small Packaged Units | 0.00019634 | 0.00022405 | 0 | 0 | 0 | 0.00065878 | 0.00054471 | 0.00062831 | 0 | 0 | 0 | 0 | 8.619e-05 | 0 | 0 | 0.00065878 | 0.00054471 | 0.00062831 | 0 | 8.619e-05 | 0.001918 | 63824.8911
19460 | hvac_0010 | VRF with DOAS, 25pct Heat Pump Upsizing Allowance | TRUE | 0.35771 | Office | GA, Bibb County | 100001_150000 | Small Packaged Unit | gen4_led | Georgia | 8.1259 | A: Non Food-Service Buildings with Small Packaged Units | 0.00011266 | 0.00014545 | 0 | 0 | 0 | 0.00042686 | 0.0004678 | 0.00030134 | 0 | 0 | 0 | 0 | 4.3746e-05 | 0 | 0 | 0.00042686 | 0.0004678 | 0.00030134 | 0 | 4.3746e-05 | 0.0012397 | 44713.2426
19461 | hvac_0010 | VRF with DOAS, 25pct Heat Pump Upsizing Allowance | TRUE | 0.41758 | Office | GA, Bibb County | 64001_70000 | Small Packaged Unit | gen2_t8_halogen | Georgia | 7.3158 | A: Non Food-Service Buildings with Small Packaged Units | 6.2018e-05 | 8.3225e-05 | 0 | 0 | 0 | 0.00029339 | 0.00018787 | 0.00019188 | 0 | 2.5247e-05 | 0 | 0 | 0 | 0 | 0 | 0.00029339 | 0.00018787 | 0.00019188 | 0 | 2.5247e-05 | 0.00069839 | 27977.5753
19462 | hvac_0010 | VRF with DOAS, 25pct Heat Pump Upsizing Allowance | TRUE | 0.23031 | Office | GA, Bibb County | 80001_100000 | Small Packaged Unit | gen2_t8_halogen | Georgia | 11.1308 | A: Non Food-Service Buildings with Small Packaged Units | 7.6372e-05 | 9.2584e-05 | 0 | 0 | 0 | 0.00023332 | 0.00026985 | 0.00026056 | 0 | 0 | 0 | 0 | 2.3519e-05 | 0 | 0 | 0.00023332 | 0.00026985 | 0.00026056 | 0 | 2.3519e-05 | 0.00078725 | 20728.1849
19464 | hvac_0010 | VRF with DOAS, 25pct Heat Pump Upsizing Allowance | TRUE | 0.67839 | Office | GA, Bibb County | 40001_52000 | Small Packaged Unit | gen2_t8_halogen | Georgia | 12.0157 | A: Non Food-Service Buildings with Small Packaged Units | 0.00012863 | 0.00014978 | 0 | 0 | 0 | 0.00046928 | 0.00050694 | 0.00025201 | 0 | 0 | 0 | 0 | 5.1188e-05 | 0 | 0 | 0.00046928 | 0.00050694 | 0.00025201 | 0 | 5.1188e-05 | 0.0012794 | 31205.7104
19465 | hvac_0010 | VRF with DOAS, 25pct Heat Pump Upsizing Allowance | TRUE | 0.53394 | Office | GA, Bibb County | 52001_64000 | Small Packaged Unit | gen4_led | Georgia | 7.8315 | A: Non Food-Service Buildings with Small Packaged Units | 8.0644e-05 | 9.6695e-05 | 0 | 0 | 0 | 0.0003582 | 0.0002989 | 0.00013375 | 0 | 0 | 0 | 0 | 3.669e-05 | 0 | 0 | 0.0003582 | 0.0002989 | 0.00013375 | 0 | 3.669e-05 | 0.00082754 | 30968.3207
22258 | hvac_0010 | VRF with DOAS, 25pct Heat Pump Upsizing Allowance | FALSE | 0.39859 | Office | GA, Bibb County | 70001_80000 | Zone-by-Zone | gen3_t5_cfl | Georgia | 9.0471 | I: Non-Lodging Buildings with Zone-by-Zone Systems | 7.9717e-05 | 9.6353e-05 | 0 | 0 | 0 | 0.00029884 | 0.00020172 | 0.00016213 | 0 | 0 | 0.00022034 | 0 | 3.9831e-05 | 0 | 0 | 0.00051917 | 0.00020172 | 0.00016213 | 0 | 3.9831e-05 | 0.00092285 | 29894.5019
24953 | hvac_0010 | VRF with DOAS, 25pct Heat Pump Upsizing Allowance | TRUE | 0.31894 | Office | GA, Bibb County | 30001_40000 | Small Packaged Unit | gen2_t8_halogen | Georgia | 10.3657 | A: Non Food-Service Buildings with Small Packaged Units | 3.9983e-05 | 4.705e-05 | 0 | 0 | 0 | 0.00012138 | 0.0001881 | 7.0979e-05 | 0 | 1.4353e-05 | 0 | 0 | 0 | 0 | 0 | 0.00012138 | 0.0001881 | 7.0979e-05 | 0 | 1.4353e-05 | 0.00039482 | 11162.7781
39679 | hvac_0010 | VRF with DOAS, 25pct Heat Pump Upsizing Allowance | FALSE | 0.15901 | Office | GA, Bibb County | 200001_400000 | Multizone CAV/VAV | gen2_t8_halogen | Georgia | 10.5771 | F: Buildings with Electric Resistance Multizone Systems | 0.000182 | 0.00020516 | 0 | 0 | 0 | 0.00086077 | 0.00055534 | 0.00028858 | 0 | 1.6914e-05 | 0 | 0 | 0 | 0 | 0 | 0.00086077 | 0.00055534 | 0.00028858 | 0 | 1.6914e-05 | 0.0017216 | 47702.3883
39683 | hvac_0010 | VRF with DOAS, 25pct Heat Pump Upsizing Allowance | FALSE | 0.088127 | Office | GA, Bibb County | 400001_600000 | Multizone CAV/VAV | gen1_t12_incandescent | Georgia | 15.3964 | F: Buildings with Electric Resistance Multizone Systems | 0.0002398 | 0.00027586 | 0 | 0 | 0 | 0.0012535 | 0.00058734 | 0.00046007 | 0 | 1.3957e-05 | 0 | 0 | 0 | 0 | 0 | 0.0012535 | 0.00058734 | 0.00046007 | 0 | 1.3957e-05 | 0.0023149 | 44063.4998
43823 | hvac_0010 | VRF with DOAS, 25pct Heat Pump Upsizing Allowance | FALSE | 0.074164 | Office | GA, Bibb County | 600001_1mil | Multizone CAV/VAV | gen3_t5_cfl | Georgia | 17.3684 | D: Buildings with Hydronically Heated Multizone Systems | 0.00032584 | 0.00037664 | 0 | 0 | 0 | 0.0017405 | 0.00064491 | 0.00032125 | 0 | 0 | 0.00078771 | 0 | 2.1828e-05 | 0 | 0 | 0.0025282 | 0.00064491 | 0.00032125 | 0 | 2.1828e-05 | 0.0035162 | 59331.5127
51181 | hvac_0010 | VRF with DOAS, 25pct Heat Pump Upsizing Allowance | TRUE | 0.42843 | Office | GA, Bibb County | 150001_200000 | Multizone CAV/VAV | gen2_t8_halogen | Georgia | 8.6055 | D: Buildings with Hydronically Heated Multizone Systems | 0.00022384 | 0.00026235 | 0 | 0 | 0 | 0.00073941 | 0.00064699 | 0.00078482 | 0 | 3.0318e-05 | 0 | 0 | 0 | 0 | 0 | 0.00073941 | 0.00064699 | 0.00078482 | 0 | 3.0318e-05 | 0.0022015 | 74975.8941
496 | hvac_0012 | Unoccupied AHU Control | TRUE | 81.3835 | Office | GA, Bibb County | _1000 | Small Packaged Unit | gen2_t8_halogen | Georgia | 36.275 | A: Non Food-Service Buildings with Small Packaged Units | 0.00089482 | 0.0010086 | 0 | 0 | 0 | 0.0033477 | 0.001562 | 0.0015003 | 0 | 0 | 0.0031402 | 0 | 0.00052299 | 0 | 0 | 0.006488 | 0.001562 | 0.0015003 | 0 | 0.00052299 | 0.010073 | 81383.4507
497 | hvac_0012 | Unoccupied AHU Control | TRUE | 38.8004 | Office | GA, Bibb County | 1001_3000 | Small Packaged Unit | gen2_t8_halogen | Georgia | 18.925 | A: Non Food-Service Buildings with Small Packaged Units | 0.00048297 | 0.00056238 | 0 | 0 | 0 | 0.0018454 | 0.0011191 | 0.0012084 | 0 | 0.00017395 | 0.00066417 | 0 | 0 | 0 | 0 | 0.0025096 | 0.0011191 | 0.0012084 | 0 | 0.00017395 | 0.0050111 | 77600.7566
499 | hvac_0012 | Unoccupied AHU Control | TRUE | 11.4908 | Office | GA, Bibb County | 3001_8000 | Small Packaged Unit | gen2_t8_halogen | Georgia | 11.5106 | A: Non Food-Service Buildings with Small Packaged Units | 0.0002119 | 0.00027101 | 0 | 0 | 0 | 0.00089623 | 0.00053181 | 0.00048596 | 0 | 9.4753e-05 | 0.00047355 | 0 | 0 | 0 | 0 | 0.0013698 | 0.00053181 | 0.00048596 | 0 | 9.4753e-05 | 0.0024822 | 63199.1712
1234 | hvac_0012 | Unoccupied AHU Control | TRUE | 4.8609 | Office | GA, Bibb County | 8001_12000 | Small Packaged Unit | gen1_t12_incandescent | Georgia | 17.3461 | A: Non Food-Service Buildings with Small Packaged Units | 0.0002898 | 0.00034284 | 0 | 0 | 0 | 0.0014233 | 0.00066634 | 0.00072379 | 0 | 6.3579e-05 | 0 | 0 | 0 | 0 | 0 | 0.0014233 | 0.00066634 | 0.00072379 | 0 | 6.3579e-05 | 0.002877 | 48608.5001
6139 | hvac_0012 | Unoccupied AHU Control | TRUE | 3.0393 | Office | GA, Bibb County | 12001_30000 | Small Packaged Unit | gen5_led | Georgia | 12.6622 | A: Non Food-Service Buildings with Small Packaged Units | 0.00025168 | 0.00030438 | 0 | 0 | 0 | 0.0011217 | 0.00054471 | 0.00062831 | 0 | 0 | 0.00037665 | 0 | 8.619e-05 | 0 | 0 | 0.0014984 | 0.00054471 | 0.00062831 | 0 | 8.619e-05 | 0.0027576 | 63824.8911
19460 | hvac_0012 | Unoccupied AHU Control | TRUE | 0.35771 | Office | GA, Bibb County | 100001_150000 | Small Packaged Unit | gen4_led | Georgia | 11.9901 | A: Non Food-Service Buildings with Small Packaged Units | 0.0001579 | 0.00021281 | 0 | 0 | 0 | 0.00096113 | 0.0004678 | 0.00030134 | 0 | 0 | 5.5284e-05 | 0 | 4.3746e-05 | 0 | 0 | 0.0010164 | 0.0004678 | 0.00030134 | 0 | 4.3746e-05 | 0.0018293 | 44713.2426
19461 | hvac_0012 | Unoccupied AHU Control | TRUE | 0.41758 | Office | GA, Bibb County | 64001_70000 | Small Packaged Unit | gen2_t8_halogen | Georgia | 10.191 | A: Non Food-Service Buildings with Small Packaged Units | 8.0733e-05 | 0.00011514 | 0 | 0 | 0 | 0.00055275 | 0.00018787 | 0.00019188 | 0 | 2.5247e-05 | 1.5111e-05 | 0 | 0 | 0 | 0 | 0.00056786 | 0.00018787 | 0.00019188 | 0 | 2.5247e-05 | 0.00097286 | 27977.5753
19462 | hvac_0012 | Unoccupied AHU Control | TRUE | 0.23031 | Office | GA, Bibb County | 80001_100000 | Small Packaged Unit | gen2_t8_halogen | Georgia | 14.6934 | A: Non Food-Service Buildings with Small Packaged Units | 9.5069e-05 | 0.00012199 | 0 | 0 | 0 | 0.00047339 | 0.00026985 | 0.00026056 | 0 | 0 | 1.1908e-05 | 0 | 2.3519e-05 | 0 | 0 | 0.0004853 | 0.00026985 | 0.00026056 | 0 | 2.3519e-05 | 0.0010392 | 20728.1849
19464 | hvac_0012 | Unoccupied AHU Control | TRUE | 0.67839 | Office | GA, Bibb County | 40001_52000 | Small Packaged Unit | gen2_t8_halogen | Georgia | 17.6566 | A: Non Food-Service Buildings with Small Packaged Units | 0.00018776 | 0.00021943 | 0 | 0 | 0 | 0.001033 | 0.00050694 | 0.00025201 | 0 | 0 | 3.6952e-05 | 0 | 5.1188e-05 | 0 | 0 | 0.0010699 | 0.00050694 | 0.00025201 | 0 | 5.1188e-05 | 0.00188 | 31205.7104
19465 | hvac_0012 | Unoccupied AHU Control | TRUE | 0.53394 | Office | GA, Bibb County | 52001_64000 | Small Packaged Unit | gen4_led | Georgia | 11.8366 | A: Non Food-Service Buildings with Small Packaged Units | 0.00010233 | 0.00013165 | 0 | 0 | 0 | 0.00048573 | 0.0002989 | 0.00013375 | 0 | 0 | 0.00029568 | 0 | 3.669e-05 | 0 | 0 | 0.00078141 | 0.0002989 | 0.00013375 | 0 | 3.669e-05 | 0.0012508 | 30968.3207
22258 | hvac_0012 | Unoccupied AHU Control | FALSE | 0.39859 | Office | GA, Bibb County | 70001_80000 | Zone-by-Zone | gen3_t5_cfl | Georgia | 9.0471 | I: Non-Lodging Buildings with Zone-by-Zone Systems | 7.9717e-05 | 9.6353e-05 | 0 | 0 | 0 | 0.00029884 | 0.00020172 | 0.00016213 | 0 | 0 | 0.00022034 | 0 | 3.9831e-05 | 0 | 0 | 0.00051917 | 0.00020172 | 0.00016213 | 0 | 3.9831e-05 | 0.00092285 | 29894.5019
24953 | hvac_0012 | Unoccupied AHU Control | TRUE | 0.31894 | Office | GA, Bibb County | 30001_40000 | Small Packaged Unit | gen2_t8_halogen | Georgia | 14.3413 | A: Non Food-Service Buildings with Small Packaged Units | 4.9718e-05 | 6.1797e-05 | 0 | 0 | 0 | 0.00020983 | 0.0001881 | 7.0979e-05 | 0 | 1.4353e-05 | 6.2983e-05 | 0 | 0 | 0 | 0 | 0.00027281 | 0.0001881 | 7.0979e-05 | 0 | 1.4353e-05 | 0.00054624 | 11162.7781
39679 | hvac_0012 | Unoccupied AHU Control | TRUE | 0.15901 | Office | GA, Bibb County | 200001_400000 | Multizone CAV/VAV | gen2_t8_halogen | Georgia | 9.8748 | F: Buildings with Electric Resistance Multizone Systems | 0.00016568 | 0.00019154 | 0 | 0 | 0 | 0.00074646 | 0.00055534 | 0.00028858 | 0 | 1.6914e-05 | 0 | 0 | 0 | 0 | 0 | 0.00074646 | 0.00055534 | 0.00028858 | 0 | 1.6914e-05 | 0.0016073 | 47702.3883
39683 | hvac_0012 | Unoccupied AHU Control | TRUE | 0.088127 | Office | GA, Bibb County | 400001_600000 | Multizone CAV/VAV | gen1_t12_incandescent | Georgia | 14.3334 | F: Buildings with Electric Resistance Multizone Systems | 0.00021805 | 0.00025681 | 0 | 0 | 0 | 0.0010937 | 0.00058734 | 0.00046007 | 0 | 1.3958e-05 | 0 | 0 | 0 | 0 | 0 | 0.0010937 | 0.00058734 | 0.00046007 | 0 | 1.3958e-05 | 0.002155 | 44063.4998
43823 | hvac_0012 | Unoccupied AHU Control | TRUE | 0.074164 | Office | GA, Bibb County | 600001_1mil | Multizone CAV/VAV | gen3_t5_cfl | Georgia | 15.3323 | D: Buildings with Hydronically Heated Multizone Systems | 0.00027552 | 0.00033381 | 0 | 0 | 0 | 0.0014486 | 0.00064491 | 0.00032125 | 0 | 0 | 0.00066739 | 0 | 2.1829e-05 | 0 | 0 | 0.002116 | 0.00064491 | 0.00032125 | 0 | 2.1829e-05 | 0.003104 | 59331.5127
51181 | hvac_0012 | Unoccupied AHU Control | TRUE | 0.42843 | Office | GA, Bibb County | 150001_200000 | Multizone CAV/VAV | gen2_t8_halogen | Georgia | 13.2503 | D: Buildings with Hydronically Heated Multizone Systems | 0.00031119 | 0.00034879 | 0 | 0 | 0 | 0.00087389 | 0.00064699 | 0.00078482 | 0 | 3.0318e-05 | 0.0010538 | 0 | 0 | 0 | 0 | 0.0019277 | 0.00064699 | 0.00078482 | 0 | 3.0318e-05 | 0.0033898 | 74975.8941
496 | hvac_0013 | Variable Speed HP RTU, Electric Backup, Energy Recovery | TRUE | 81.3835 | Office | GA, Bibb County | _1000 | Small Packaged Unit | gen2_t8_halogen | Georgia | 22.9556 | A: Non Food-Service Buildings with Small Packaged Units | 0.00067821 | 0.0007323 | 0 | 0 | 0 | 0.0027908 | 0.001562 | 0.0015003 | 0 | 0 | 0 | 0 | 0.00052299 | 0 | 0 | 0.0027908 | 0.001562 | 0.0015003 | 0 | 0.00052299 | 0.0063746 | 81383.4507
497 | hvac_0013 | Variable Speed HP RTU, Electric Backup, Energy Recovery | TRUE | 38.8004 | Office | GA, Bibb County | 1001_3000 | Small Packaged Unit | gen2_t8_halogen | Georgia | 15.0708 | A: Non Food-Service Buildings with Small Packaged Units | 0.00042867 | 0.00047556 | 0 | 0 | 0 | 0.001489 | 0.0011191 | 0.0012084 | 0 | 0.00017395 | 0 | 0 | 0 | 0 | 0 | 0.001489 | 0.0011191 | 0.0012084 | 0 | 0.00017395 | 0.0039905 | 77600.7566
499 | hvac_0013 | Variable Speed HP RTU, Electric Backup, Energy Recovery | TRUE | 11.4908 | Office | GA, Bibb County | 3001_8000 | Small Packaged Unit | gen2_t8_halogen | Georgia | 8.7596 | A: Non Food-Service Buildings with Small Packaged Units | 0.00018762 | 0.0002251 | 0 | 0 | 0 | 0.00077643 | 0.00053181 | 0.00048596 | 0 | 9.4753e-05 | 0 | 0 | 0 | 0 | 0 | 0.00077643 | 0.00053181 | 0.00048596 | 0 | 9.4753e-05 | 0.001889 | 63199.1712
1234 | hvac_0013 | Variable Speed HP RTU, Electric Backup, Energy Recovery | TRUE | 4.8609 | Office | GA, Bibb County | 8001_12000 | Small Packaged Unit | gen1_t12_incandescent | Georgia | 12.6517 | A: Non Food-Service Buildings with Small Packaged Units | 0.00021097 | 0.00025006 | 0 | 0 | 0 | 0.00064468 | 0.00066634 | 0.00072379 | 0 | 6.3579e-05 | 0 | 0 | 0 | 0 | 0 | 0.00064468 | 0.00066634 | 0.00072379 | 0 | 6.3579e-05 | 0.0020984 | 48608.5001
6139 | hvac_0013 | Variable Speed HP RTU, Electric Backup, Energy Recovery | TRUE | 3.0393 | Office | GA, Bibb County | 12001_30000 | Small Packaged Unit | gen5_led | Georgia | 10.1831 | A: Non Food-Service Buildings with Small Packaged Units | 0.00023362 | 0.00025976 | 0 | 0 | 0 | 0.00095846 | 0.00054471 | 0.00062831 | 0 | 0 | 0 | 0 | 8.619e-05 | 0 | 0 | 0.00095846 | 0.00054471 | 0.00062831 | 0 | 8.619e-05 | 0.0022177 | 63824.8911
19460 | hvac_0013 | Variable Speed HP RTU, Electric Backup, Energy Recovery | TRUE | 0.35771 | Office | GA, Bibb County | 100001_150000 | Small Packaged Unit | gen4_led | Georgia | 10.8562 | A: Non Food-Service Buildings with Small Packaged Units | 0.00016177 | 0.00019509 | 0 | 0 | 0 | 0.00084342 | 0.0004678 | 0.00030134 | 0 | 0 | 0 | 0 | 4.375e-05 | 0 | 0 | 0.00084342 | 0.0004678 | 0.00030134 | 0 | 4.375e-05 | 0.0016563 | 44713.2426
19461 | hvac_0013 | Variable Speed HP RTU, Electric Backup, Energy Recovery | TRUE | 0.41758 | Office | GA, Bibb County | 64001_70000 | Small Packaged Unit | gen2_t8_halogen | Georgia | 7.7633 | A: Non Food-Service Buildings with Small Packaged Units | 6.5615e-05 | 8.8318e-05 | 0 | 0 | 0 | 0.00033612 | 0.00018787 | 0.00019188 | 0 | 2.5247e-05 | 0 | 0 | 0 | 0 | 0 | 0.00033612 | 0.00018787 | 0.00019188 | 0 | 2.5247e-05 | 0.00074112 | 27977.5753
19462 | hvac_0013 | Variable Speed HP RTU, Electric Backup, Energy Recovery | TRUE | 0.23031 | Office | GA, Bibb County | 80001_100000 | Small Packaged Unit | gen2_t8_halogen | Georgia | 13.5759 | A: Non Food-Service Buildings with Small Packaged Units | 9.8006e-05 | 0.00011319 | 0 | 0 | 0 | 0.00040626 | 0.00026985 | 0.00026056 | 0 | 0 | 0 | 0 | 2.3521e-05 | 0 | 0 | 0.00040626 | 0.00026985 | 0.00026056 | 0 | 2.3521e-05 | 0.00096019 | 20728.1849
19464 | hvac_0013 | Variable Speed HP RTU, Electric Backup, Energy Recovery | TRUE | 0.67839 | Office | GA, Bibb County | 40001_52000 | Small Packaged Unit | gen2_t8_halogen | Georgia | 13.6805 | A: Non Food-Service Buildings with Small Packaged Units | 0.0001491 | 0.00017091 | 0 | 0 | 0 | 0.00064655 | 0.00050694 | 0.00025201 | 0 | 0 | 0 | 0 | 5.1188e-05 | 0 | 0 | 0.00064655 | 0.00050694 | 0.00025201 | 0 | 5.1188e-05 | 0.0014567 | 31205.7104
19465 | hvac_0013 | Variable Speed HP RTU, Electric Backup, Energy Recovery | TRUE | 0.53394 | Office | GA, Bibb County | 52001_64000 | Small Packaged Unit | gen4_led | Georgia | 8.1164 | A: Non Food-Service Buildings with Small Packaged Units | 8.0841e-05 | 0.00010028 | 0 | 0 | 0 | 0.0003883 | 0.0002989 | 0.00013375 | 0 | 0 | 0 | 0 | 3.669e-05 | 0 | 0 | 0.0003883 | 0.0002989 | 0.00013375 | 0 | 3.669e-05 | 0.00085764 | 30968.3207
22258 | hvac_0013 | Variable Speed HP RTU, Electric Backup, Energy Recovery | FALSE | 0.39859 | Office | GA, Bibb County | 70001_80000 | Zone-by-Zone | gen3_t5_cfl | Georgia | 9.0471 | I: Non-Lodging Buildings with Zone-by-Zone Systems | 7.9717e-05 | 9.6353e-05 | 0 | 0 | 0 | 0.00029884 | 0.00020172 | 0.00016213 | 0 | 0 | 0.00022034 | 0 | 3.9831e-05 | 0 | 0 | 0.00051917 | 0.00020172 | 0.00016213 | 0 | 3.9831e-05 | 0.00092285 | 29894.5019
24953 | hvac_0013 | Variable Speed HP RTU, Electric Backup, Energy Recovery | TRUE | 0.31894 | Office | GA, Bibb County | 30001_40000 | Small Packaged Unit | gen2_t8_halogen | Georgia | 11.9606 | A: Non Food-Service Buildings with Small Packaged Units | 4.7214e-05 | 5.4289e-05 | 0 | 0 | 0 | 0.00018213 | 0.0001881 | 7.0979e-05 | 0 | 1.4356e-05 | 0 | 0 | 0 | 0 | 0 | 0.00018213 | 0.0001881 | 7.0979e-05 | 0 | 1.4356e-05 | 0.00045557 | 11162.7781
39679 | hvac_0013 | Variable Speed HP RTU, Electric Backup, Energy Recovery | FALSE | 0.15901 | Office | GA, Bibb County | 200001_400000 | Multizone CAV/VAV | gen2_t8_halogen | Georgia | 10.5771 | F: Buildings with Electric Resistance Multizone Systems | 0.000182 | 0.00020516 | 0 | 0 | 0 | 0.00086077 | 0.00055534 | 0.00028858 | 0 | 1.6914e-05 | 0 | 0 | 0 | 0 | 0 | 0.00086077 | 0.00055534 | 0.00028858 | 0 | 1.6914e-05 | 0.0017216 | 47702.3883
39683 | hvac_0013 | Variable Speed HP RTU, Electric Backup, Energy Recovery | FALSE | 0.088127 | Office | GA, Bibb County | 400001_600000 | Multizone CAV/VAV | gen1_t12_incandescent | Georgia | 15.3964 | F: Buildings with Electric Resistance Multizone Systems | 0.0002398 | 0.00027586 | 0 | 0 | 0 | 0.0012535 | 0.00058734 | 0.00046007 | 0 | 1.3957e-05 | 0 | 0 | 0 | 0 | 0 | 0.0012535 | 0.00058734 | 0.00046007 | 0 | 1.3957e-05 | 0.0023149 | 44063.4998
43823 | hvac_0013 | Variable Speed HP RTU, Electric Backup, Energy Recovery | FALSE | 0.074164 | Office | GA, Bibb County | 600001_1mil | Multizone CAV/VAV | gen3_t5_cfl | Georgia | 17.3684 | D: Buildings with Hydronically Heated Multizone Systems | 0.00032584 | 0.00037664 | 0 | 0 | 0 | 0.0017405 | 0.00064491 | 0.00032125 | 0 | 0 | 0.00078771 | 0 | 2.1828e-05 | 0 | 0 | 0.0025282 | 0.00064491 | 0.00032125 | 0 | 2.1828e-05 | 0.0035162 | 59331.5127
51181 | hvac_0013 | Variable Speed HP RTU, Electric Backup, Energy Recovery | FALSE | 0.42843 | Office | GA, Bibb County | 150001_200000 | Multizone CAV/VAV | gen2_t8_halogen | Georgia | 13.0935 | D: Buildings with Hydronically Heated Multizone Systems | 0.00030167 | 0.00034208 | 0 | 0 | 0 | 0.000797 | 0.00064699 | 0.00078482 | 0 | 3.0318e-05 | 0.0010906 | 0 | 0 | 0 | 0 | 0.0018876 | 0.00064699 | 0.00078482 | 0 | 3.0318e-05 | 0.0033497 | 74975.8941
496 | hvac_0014 | Advanced RTU Controls | TRUE | 81.3835 | Office | GA, Bibb County | _1000 | Small Packaged Unit | gen2_t8_halogen | Georgia | 35.5917 | A: Non Food-Service Buildings with Small Packaged Units | 0.00087283 | 0.00095106 | 0 | 0 | 0 | 0.0024907 | 0.001562 | 0.0015003 | 0 | 0 | 0.0038075 | 0 | 0.00052299 | 0 | 0 | 0.0062982 | 0.001562 | 0.0015003 | 0 | 0.00052299 | 0.0098835 | 81383.4507
497 | hvac_0014 | Advanced RTU Controls | TRUE | 38.8004 | Office | GA, Bibb County | 1001_3000 | Small Packaged Unit | gen2_t8_halogen | Georgia | 18.3319 | A: Non Food-Service Buildings with Small Packaged Units | 0.00047141 | 0.00053062 | 0 | 0 | 0 | 0.001439 | 0.0011191 | 0.0012084 | 0 | 0.00017395 | 0.00091351 | 0 | 0 | 0 | 0 | 0.0023525 | 0.0011191 | 0.0012084 | 0 | 0.00017395 | 0.004854 | 77600.7566
499 | hvac_0014 | Advanced RTU Controls | TRUE | 11.4908 | Office | GA, Bibb County | 3001_8000 | Small Packaged Unit | gen2_t8_halogen | Georgia | 12.1909 | A: Non Food-Service Buildings with Small Packaged Units | 0.00022867 | 0.00027519 | 0 | 0 | 0 | 0.00078885 | 0.00053181 | 0.00048596 | 0 | 9.4753e-05 | 0.00072764 | 0 | 0 | 0 | 0 | 0.0015165 | 0.00053181 | 0.00048596 | 0 | 9.4753e-05 | 0.0026289 | 63199.1712
1234 | hvac_0014 | Advanced RTU Controls | TRUE | 4.8609 | Office | GA, Bibb County | 8001_12000 | Small Packaged Unit | gen1_t12_incandescent | Georgia | 16.4147 | A: Non Food-Service Buildings with Small Packaged Units | 0.0002787 | 0.00032444 | 0 | 0 | 0 | 0.0012688 | 0.00066634 | 0.00072379 | 0 | 6.3579e-05 | 0 | 0 | 0 | 0 | 0 | 0.0012688 | 0.00066634 | 0.00072379 | 0 | 6.3579e-05 | 0.0027225 | 48608.5001
6139 | hvac_0014 | Advanced RTU Controls | TRUE | 3.0393 | Office | GA, Bibb County | 12001_30000 | Small Packaged Unit | gen5_led | Georgia | 13.2164 | A: Non Food-Service Buildings with Small Packaged Units | 0.00026928 | 0.00030342 | 0 | 0 | 0 | 0.00094924 | 0.00054471 | 0.00062831 | 0 | 0 | 0.00066982 | 0 | 8.619e-05 | 0 | 0 | 0.0016191 | 0.00054471 | 0.00062831 | 0 | 8.619e-05 | 0.0028783 | 63824.8911
19460 | hvac_0014 | Advanced RTU Controls | TRUE | 0.35771 | Office | GA, Bibb County | 100001_150000 | Small Packaged Unit | gen4_led | Georgia | 10.8266 | A: Non Food-Service Buildings with Small Packaged Units | 0.00014911 | 0.00018847 | 0 | 0 | 0 | 0.00072271 | 0.0004678 | 0.00030134 | 0 | 0 | 0.00011618 | 0 | 4.375e-05 | 0 | 0 | 0.00083889 | 0.0004678 | 0.00030134 | 0 | 4.375e-05 | 0.0016518 | 44713.2426
19461 | hvac_0014 | Advanced RTU Controls | TRUE | 0.41758 | Office | GA, Bibb County | 64001_70000 | Small Packaged Unit | gen2_t8_halogen | Georgia | 8.5837 | A: Non Food-Service Buildings with Small Packaged Units | 6.9967e-05 | 9.648e-05 | 0 | 0 | 0 | 0.00039209 | 0.00018787 | 0.00019188 | 0 | 2.5247e-05 | 2.2346e-05 | 0 | 0 | 0 | 0 | 0.00041443 | 0.00018787 | 0.00019188 | 0 | 2.5247e-05 | 0.00081943 | 27977.5753
19462 | hvac_0014 | Advanced RTU Controls | TRUE | 0.23031 | Office | GA, Bibb County | 80001_100000 | Small Packaged Unit | gen2_t8_halogen | Georgia | 14.0717 | A: Non Food-Service Buildings with Small Packaged Units | 9.7001e-05 | 0.00011553 | 0 | 0 | 0 | 0.00040615 | 0.00026985 | 0.00026056 | 0 | 0 | 3.5174e-05 | 0 | 2.3521e-05 | 0 | 0 | 0.00044132 | 0.00026985 | 0.00026056 | 0 | 2.3521e-05 | 0.00099526 | 20728.1849
19464 | hvac_0014 | Advanced RTU Controls | TRUE | 0.67839 | Office | GA, Bibb County | 40001_52000 | Small Packaged Unit | gen2_t8_halogen | Georgia | 15.2796 | A: Non Food-Service Buildings with Small Packaged Units | 0.00016059 | 0.00018793 | 0 | 0 | 0 | 0.00075432 | 0.00050694 | 0.00025201 | 0 | 0 | 6.2498e-05 | 0 | 5.1188e-05 | 0 | 0 | 0.00081682 | 0.00050694 | 0.00025201 | 0 | 5.1188e-05 | 0.001627 | 31205.7104
19465 | hvac_0014 | Advanced RTU Controls | TRUE | 0.53394 | Office | GA, Bibb County | 52001_64000 | Small Packaged Unit | gen4_led | Georgia | 10.5948 | A: Non Food-Service Buildings with Small Packaged Units | 9.22e-05 | 0.00011447 | 0 | 0 | 0 | 0.00032507 | 0.0002989 | 0.00013375 | 0 | 0 | 0.00032513 | 0 | 3.669e-05 | 0 | 0 | 0.00065019 | 0.0002989 | 0.00013375 | 0 | 3.669e-05 | 0.0011195 | 30968.3207
22258 | hvac_0014 | Advanced RTU Controls | FALSE | 0.39859 | Office | GA, Bibb County | 70001_80000 | Zone-by-Zone | gen3_t5_cfl | Georgia | 9.0471 | I: Non-Lodging Buildings with Zone-by-Zone Systems | 7.9717e-05 | 9.6353e-05 | 0 | 0 | 0 | 0.00029884 | 0.00020172 | 0.00016213 | 0 | 0 | 0.00022034 | 0 | 3.9831e-05 | 0 | 0 | 0.00051917 | 0.00020172 | 0.00016213 | 0 | 3.9831e-05 | 0.00092285 | 29894.5019
24953 | hvac_0014 | Advanced RTU Controls | TRUE | 0.31894 | Office | GA, Bibb County | 30001_40000 | Small Packaged Unit | gen2_t8_halogen | Georgia | 15.2834 | A: Non Food-Service Buildings with Small Packaged Units | 5.4185e-05 | 6.2676e-05 | 0 | 0 | 0 | 0.0001808 | 0.0001881 | 7.0979e-05 | 0 | 1.4353e-05 | 0.00012789 | 0 | 0 | 0 | 0 | 0.0003087 | 0.0001881 | 7.0979e-05 | 0 | 1.4353e-05 | 0.00058213 | 11162.7781
39679 | hvac_0014 | Advanced RTU Controls | FALSE | 0.15901 | Office | GA, Bibb County | 200001_400000 | Multizone CAV/VAV | gen2_t8_halogen | Georgia | 10.5771 | F: Buildings with Electric Resistance Multizone Systems | 0.000182 | 0.00020516 | 0 | 0 | 0 | 0.00086077 | 0.00055534 | 0.00028858 | 0 | 1.6914e-05 | 0 | 0 | 0 | 0 | 0 | 0.00086077 | 0.00055534 | 0.00028858 | 0 | 1.6914e-05 | 0.0017216 | 47702.3883
39683 | hvac_0014 | Advanced RTU Controls | FALSE | 0.088127 | Office | GA, Bibb County | 400001_600000 | Multizone CAV/VAV | gen1_t12_incandescent | Georgia | 15.3964 | F: Buildings with Electric Resistance Multizone Systems | 0.0002398 | 0.00027586 | 0 | 0 | 0 | 0.0012535 | 0.00058734 | 0.00046007 | 0 | 1.3957e-05 | 0 | 0 | 0 | 0 | 0 | 0.0012535 | 0.00058734 | 0.00046007 | 0 | 1.3957e-05 | 0.0023149 | 44063.4998
43823 | hvac_0014 | Advanced RTU Controls | FALSE | 0.074164 | Office | GA, Bibb County | 600001_1mil | Multizone CAV/VAV | gen3_t5_cfl | Georgia | 17.3684 | D: Buildings with Hydronically Heated Multizone Systems | 0.00032584 | 0.00037664 | 0 | 0 | 0 | 0.0017405 | 0.00064491 | 0.00032125 | 0 | 0 | 0.00078771 | 0 | 2.1828e-05 | 0 | 0 | 0.0025282 | 0.00064491 | 0.00032125 | 0 | 2.1828e-05 | 0.0035162 | 59331.5127
51181 | hvac_0014 | Advanced RTU Controls | FALSE | 0.42843 | Office | GA, Bibb County | 150001_200000 | Multizone CAV/VAV | gen2_t8_halogen | Georgia | 13.0935 | D: Buildings with Hydronically Heated Multizone Systems | 0.00030167 | 0.00034208 | 0 | 0 | 0 | 0.000797 | 0.00064699 | 0.00078482 | 0 | 3.0318e-05 | 0.0010906 | 0 | 0 | 0 | 0 | 0.0018876 | 0.00064699 | 0.00078482 | 0 | 3.0318e-05 | 0.0033497 | 74975.8941
496 | hvac_0015 | Hydronic Water-to-Water Geothermal Heat Pump | FALSE | 81.3835 | Office | GA, Bibb County | _1000 | Small Packaged Unit | gen2_t8_halogen | Georgia | 40.2611 | A: Non Food-Service Buildings with Small Packaged Units | 0.001046 | 0.0011473 | 0 | 0 | 0 | 0.0045842 | 0.001562 | 0.0015003 | 0 | 0 | 0.0030122 | 0 | 0.00052299 | 0 | 0 | 0.0075964 | 0.001562 | 0.0015003 | 0 | 0.00052299 | 0.01118 | 81383.4507
497 | hvac_0015 | Hydronic Water-to-Water Geothermal Heat Pump | FALSE | 38.8004 | Office | GA, Bibb County | 1001_3000 | Small Packaged Unit | gen2_t8_halogen | Georgia | 21.8194 | A: Non Food-Service Buildings with Small Packaged Units | 0.00058139 | 0.00065326 | 0 | 0 | 0 | 0.002603 | 0.0011191 | 0.0012084 | 0 | 0.00017395 | 0.000673 | 0 | 0 | 0 | 0 | 0.003276 | 0.0011191 | 0.0012084 | 0 | 0.00017395 | 0.0057775 | 77600.7566
499 | hvac_0015 | Hydronic Water-to-Water Geothermal Heat Pump | FALSE | 11.4908 | Office | GA, Bibb County | 3001_8000 | Small Packaged Unit | gen2_t8_halogen | Georgia | 14.2576 | A: Non Food-Service Buildings with Small Packaged Units | 0.00028463 | 0.00033741 | 0 | 0 | 0 | 0.0014086 | 0.00053181 | 0.00048596 | 0 | 9.4753e-05 | 0.0005536 | 0 | 0 | 0 | 0 | 0.0019621 | 0.00053181 | 0.00048596 | 0 | 9.4753e-05 | 0.0030746 | 63199.1712
1234 | hvac_0015 | Hydronic Water-to-Water Geothermal Heat Pump | FALSE | 4.8609 | Office | GA, Bibb County | 8001_12000 | Small Packaged Unit | gen1_t12_incandescent | Georgia | 17.4647 | A: Non Food-Service Buildings with Small Packaged Units | 0.00029257 | 0.00034519 | 0 | 0 | 0 | 0.0014429 | 0.00066634 | 0.00072379 | 0 | 6.3579e-05 | 0 | 0 | 0 | 0 | 0 | 0.0014429 | 0.00066634 | 0.00072379 | 0 | 6.3579e-05 | 0.0028967 | 48608.5001
6139 | hvac_0015 | Hydronic Water-to-Water Geothermal Heat Pump | FALSE | 3.0393 | Office | GA, Bibb County | 12001_30000 | Small Packaged Unit | gen5_led | Georgia | 16.0147 | A: Non Food-Service Buildings with Small Packaged Units | 0.00034387 | 0.00038721 | 0 | 0 | 0 | 0.0017721 | 0.00054471 | 0.00062831 | 0 | 0 | 0.00045641 | 0 | 8.619e-05 | 0 | 0 | 0.0022285 | 0.00054471 | 0.00062831 | 0 | 8.619e-05 | 0.0034877 | 63824.8911
19460 | hvac_0015 | Hydronic Water-to-Water Geothermal Heat Pump | FALSE | 0.35771 | Office | GA, Bibb County | 100001_150000 | Small Packaged Unit | gen4_led | Georgia | 15.1302 | A: Non Food-Service Buildings with Small Packaged Units | 0.00022186 | 0.00026954 | 0 | 0 | 0 | 0.0014332 | 0.0004678 | 0.00030134 | 0 | 0 | 6.2268e-05 | 0 | 4.375e-05 | 0 | 0 | 0.0014955 | 0.0004678 | 0.00030134 | 0 | 4.375e-05 | 0.0023084 | 44713.2426
19461 | hvac_0015 | Hydronic Water-to-Water Geothermal Heat Pump | FALSE | 0.41758 | Office | GA, Bibb County | 64001_70000 | Small Packaged Unit | gen2_t8_halogen | Georgia | 10.2399 | A: Non Food-Service Buildings with Small Packaged Units | 8.1221e-05 | 0.00011569 | 0 | 0 | 0 | 0.00055729 | 0.00018787 | 0.00019188 | 0 | 2.5247e-05 | 1.5246e-05 | 0 | 0 | 0 | 0 | 0.00057253 | 0.00018787 | 0.00019188 | 0 | 2.5247e-05 | 0.00097754 | 27977.5753
19462 | hvac_0015 | Hydronic Water-to-Water Geothermal Heat Pump | FALSE | 0.23031 | Office | GA, Bibb County | 80001_100000 | Small Packaged Unit | gen2_t8_halogen | Georgia | 18.8551 | A: Non Food-Service Buildings with Small Packaged Units | 0.00013402 | 0.00015691 | 0 | 0 | 0 | 0.00076474 | 0.00026985 | 0.00026056 | 0 | 0 | 1.4905e-05 | 0 | 2.3521e-05 | 0 | 0 | 0.00077964 | 0.00026985 | 0.00026056 | 0 | 2.3521e-05 | 0.0013336 | 20728.1849
19464 | hvac_0015 | Hydronic Water-to-Water Geothermal Heat Pump | FALSE | 0.67839 | Office | GA, Bibb County | 40001_52000 | Small Packaged Unit | gen2_t8_halogen | Georgia | 20.2781 | A: Non Food-Service Buildings with Small Packaged Units | 0.00021912 | 0.00025265 | 0 | 0 | 0 | 0.0013113 | 0.00050694 | 0.00025201 | 0 | 0 | 3.7711e-05 | 0 | 5.1188e-05 | 0 | 0 | 0.001349 | 0.00050694 | 0.00025201 | 0 | 5.1188e-05 | 0.0021592 | 31205.7104
19465 | hvac_0015 | Hydronic Water-to-Water Geothermal Heat Pump | FALSE | 0.53394 | Office | GA, Bibb County | 52001_64000 | Small Packaged Unit | gen4_led | Georgia | 11.9353 | A: Non Food-Service Buildings with Small Packaged Units | 0.00010306 | 0.00013237 | 0 | 0 | 0 | 0.00048614 | 0.0002989 | 0.00013375 | 0 | 0 | 0.0003057 | 0 | 3.669e-05 | 0 | 0 | 0.00079184 | 0.0002989 | 0.00013375 | 0 | 3.669e-05 | 0.0012612 | 30968.3207
22258 | hvac_0015 | Hydronic Water-to-Water Geothermal Heat Pump | TRUE | 0.39859 | Office | GA, Bibb County | 70001_80000 | Zone-by-Zone | gen3_t5_cfl | Georgia | 7.2017 | I: Non-Lodging Buildings with Zone-by-Zone Systems | 7.1038e-05 | 8.5455e-05 | 0 | 0 | 0 | 0.00033092 | 0.00020172 | 0.00016213 | 0 | 0 | 0 | 0 | 3.9831e-05 | 0 | 0 | 0.00033092 | 0.00020172 | 0.00016213 | 0 | 3.9831e-05 | 0.0007346 | 29894.5019
24953 | hvac_0015 | Hydronic Water-to-Water Geothermal Heat Pump | FALSE | 0.31894 | Office | GA, Bibb County | 30001_40000 | Small Packaged Unit | gen2_t8_halogen | Georgia | 18.2279 | A: Non Food-Service Buildings with Small Packaged Units | 6.8164e-05 | 7.8402e-05 | 0 | 0 | 0 | 0.00033805 | 0.0001881 | 7.0979e-05 | 0 | 1.4353e-05 | 8.2801e-05 | 0 | 0 | 0 | 0 | 0.00042085 | 0.0001881 | 7.0979e-05 | 0 | 1.4353e-05 | 0.00069428 | 11162.7781
39679 | hvac_0015 | Hydronic Water-to-Water Geothermal Heat Pump | FALSE | 0.15901 | Office | GA, Bibb County | 200001_400000 | Multizone CAV/VAV | gen2_t8_halogen | Georgia | 10.5771 | F: Buildings with Electric Resistance Multizone Systems | 0.000182 | 0.00020516 | 0 | 0 | 0 | 0.00086077 | 0.00055534 | 0.00028858 | 0 | 1.6914e-05 | 0 | 0 | 0 | 0 | 0 | 0.00086077 | 0.00055534 | 0.00028858 | 0 | 1.6914e-05 | 0.0017216 | 47702.3883
39683 | hvac_0015 | Hydronic Water-to-Water Geothermal Heat Pump | FALSE | 0.088127 | Office | GA, Bibb County | 400001_600000 | Multizone CAV/VAV | gen1_t12_incandescent | Georgia | 15.3964 | F: Buildings with Electric Resistance Multizone Systems | 0.0002398 | 0.00027586 | 0 | 0 | 0 | 0.0012535 | 0.00058734 | 0.00046007 | 0 | 1.3957e-05 | 0 | 0 | 0 | 0 | 0 | 0.0012535 | 0.00058734 | 0.00046007 | 0 | 1.3957e-05 | 0.0023149 | 44063.4998
43823 | hvac_0015 | Hydronic Water-to-Water Geothermal Heat Pump | FALSE | 0.074164 | Office | GA, Bibb County | 600001_1mil | Multizone CAV/VAV | gen3_t5_cfl | Georgia | 17.3684 | D: Buildings with Hydronically Heated Multizone Systems | 0.00032584 | 0.00037664 | 0 | 0 | 0 | 0.0017405 | 0.00064491 | 0.00032125 | 0 | 0 | 0.00078771 | 0 | 2.1828e-05 | 0 | 0 | 0.0025282 | 0.00064491 | 0.00032125 | 0 | 2.1828e-05 | 0.0035162 | 59331.5127
51181 | hvac_0015 | Hydronic Water-to-Water Geothermal Heat Pump | TRUE | 0.42843 | Office | GA, Bibb County | 150001_200000 | Multizone CAV/VAV | gen2_t8_halogen | Georgia | 9.5315 | D: Buildings with Hydronically Heated Multizone Systems | 0.000259 | 0.00029058 | 0 | 0 | 0 | 0.0009763 | 0.00064699 | 0.00078482 | 0 | 3.0318e-05 | 0 | 0 | 0 | 0 | 0 | 0.0009763 | 0.00064699 | 0.00078482 | 0 | 3.0318e-05 | 0.0024384 | 74975.8941
496 | hvac_0016 | Packaged Water-to-Air Geothermal Heat Pump | TRUE | 81.3835 | Office | GA, Bibb County | _1000 | Small Packaged Unit | gen2_t8_halogen | Georgia | 23.3389 | A: Non Food-Service Buildings with Small Packaged Units | 0.00069623 | 0.00074496 | 0 | 0 | 0 | 0.0028965 | 0.001562 | 0.0015003 | 0 | 0 | 0 | 0 | 0.00052299 | 0 | 0 | 0.0028965 | 0.001562 | 0.0015003 | 0 | 0.00052299 | 0.006481 | 81383.4507
497 | hvac_0016 | Packaged Water-to-Air Geothermal Heat Pump | TRUE | 38.8004 | Office | GA, Bibb County | 1001_3000 | Small Packaged Unit | gen2_t8_halogen | Georgia | 14.4403 | A: Non Food-Service Buildings with Small Packaged Units | 0.00041072 | 0.00045567 | 0 | 0 | 0 | 0.0013221 | 0.0011191 | 0.0012084 | 0 | 0.00017395 | 0 | 0 | 0 | 0 | 0 | 0.0013221 | 0.0011191 | 0.0012084 | 0 | 0.00017395 | 0.0038236 | 77600.7566
499 | hvac_0016 | Packaged Water-to-Air Geothermal Heat Pump | TRUE | 11.4908 | Office | GA, Bibb County | 3001_8000 | Small Packaged Unit | gen2_t8_halogen | Georgia | 8.3076 | A: Non Food-Service Buildings with Small Packaged Units | 0.00017578 | 0.00021349 | 0 | 0 | 0 | 0.00067895 | 0.00053181 | 0.00048596 | 0 | 9.4753e-05 | 0 | 0 | 0 | 0 | 0 | 0.00067895 | 0.00053181 | 0.00048596 | 0 | 9.4753e-05 | 0.0017915 | 63199.1712
1234 | hvac_0016 | Packaged Water-to-Air Geothermal Heat Pump | TRUE | 4.8609 | Office | GA, Bibb County | 8001_12000 | Small Packaged Unit | gen1_t12_incandescent | Georgia | 13.0142 | A: Non Food-Service Buildings with Small Packaged Units | 0.00022167 | 0.00025723 | 0 | 0 | 0 | 0.00070481 | 0.00066634 | 0.00072379 | 0 | 6.3579e-05 | 0 | 0 | 0 | 0 | 0 | 0.00070481 | 0.00066634 | 0.00072379 | 0 | 6.3579e-05 | 0.0021585 | 48608.5001
6139 | hvac_0016 | Packaged Water-to-Air Geothermal Heat Pump | TRUE | 3.0393 | Office | GA, Bibb County | 12001_30000 | Small Packaged Unit | gen5_led | Georgia | 9.6329 | A: Non Food-Service Buildings with Small Packaged Units | 0.00022099 | 0.00024548 | 0 | 0 | 0 | 0.00083865 | 0.00054471 | 0.00062831 | 0 | 0 | 0 | 0 | 8.619e-05 | 0 | 0 | 0.00083865 | 0.00054471 | 0.00062831 | 0 | 8.619e-05 | 0.0020979 | 63824.8911
19460 | hvac_0016 | Packaged Water-to-Air Geothermal Heat Pump | TRUE | 0.35771 | Office | GA, Bibb County | 100001_150000 | Small Packaged Unit | gen4_led | Georgia | 9.1649 | A: Non Food-Service Buildings with Small Packaged Units | 0.00013434 | 0.00016434 | 0 | 0 | 0 | 0.00058538 | 0.0004678 | 0.00030134 | 0 | 0 | 0 | 0 | 4.3746e-05 | 0 | 0 | 0.00058538 | 0.0004678 | 0.00030134 | 0 | 4.3746e-05 | 0.0013983 | 44713.2426
19461 | hvac_0016 | Packaged Water-to-Air Geothermal Heat Pump | TRUE | 0.41758 | Office | GA, Bibb County | 64001_70000 | Small Packaged Unit | gen2_t8_halogen | Georgia | 8.0543 | A: Non Food-Service Buildings with Small Packaged Units | 7.2414e-05 | 9.1628e-05 | 0 | 0 | 0 | 0.00036389 | 0.00018787 | 0.00019188 | 0 | 2.5247e-05 | 0 | 0 | 0 | 0 | 0 | 0.00036389 | 0.00018787 | 0.00019188 | 0 | 2.5247e-05 | 0.00076889 | 27977.5753
19462 | hvac_0016 | Packaged Water-to-Air Geothermal Heat Pump | TRUE | 0.23031 | Office | GA, Bibb County | 80001_100000 | Small Packaged Unit | gen2_t8_halogen | Georgia | 12.1798 | A: Non Food-Service Buildings with Small Packaged Units | 8.7294e-05 | 0.00010142 | 0 | 0 | 0 | 0.00030751 | 0.00026985 | 0.00026056 | 0 | 0 | 0 | 0 | 2.3519e-05 | 0 | 0 | 0.00030751 | 0.00026985 | 0.00026056 | 0 | 2.3519e-05 | 0.00086144 | 20728.1849
19464 | hvac_0016 | Packaged Water-to-Air Geothermal Heat Pump | TRUE | 0.67839 | Office | GA, Bibb County | 40001_52000 | Small Packaged Unit | gen2_t8_halogen | Georgia | 12.8446 | A: Non Food-Service Buildings with Small Packaged Units | 0.00013979 | 0.0001603 | 0 | 0 | 0 | 0.00055754 | 0.00050694 | 0.00025201 | 0 | 0 | 0 | 0 | 5.1188e-05 | 0 | 0 | 0.00055754 | 0.00050694 | 0.00025201 | 0 | 5.1188e-05 | 0.0013677 | 31205.7104
19465 | hvac_0016 | Packaged Water-to-Air Geothermal Heat Pump | TRUE | 0.53394 | Office | GA, Bibb County | 52001_64000 | Small Packaged Unit | gen4_led | Georgia | 8.5832 | A: Non Food-Service Buildings with Small Packaged Units | 9.0544e-05 | 0.00010616 | 0 | 0 | 0 | 0.00043763 | 0.0002989 | 0.00013375 | 0 | 0 | 0 | 0 | 3.669e-05 | 0 | 0 | 0.00043763 | 0.0002989 | 0.00013375 | 0 | 3.669e-05 | 0.00090697 | 30968.3207
22258 | hvac_0016 | Packaged Water-to-Air Geothermal Heat Pump | FALSE | 0.39859 | Office | GA, Bibb County | 70001_80000 | Zone-by-Zone | gen3_t5_cfl | Georgia | 9.0471 | I: Non-Lodging Buildings with Zone-by-Zone Systems | 7.9717e-05 | 9.6353e-05 | 0 | 0 | 0 | 0.00029884 | 0.00020172 | 0.00016213 | 0 | 0 | 0.00022034 | 0 | 3.9831e-05 | 0 | 0 | 0.00051917 | 0.00020172 | 0.00016213 | 0 | 3.9831e-05 | 0.00092285 | 29894.5019
24953 | hvac_0016 | Packaged Water-to-Air Geothermal Heat Pump | TRUE | 0.31894 | Office | GA, Bibb County | 30001_40000 | Small Packaged Unit | gen2_t8_halogen | Georgia | 11.3348 | A: Non Food-Service Buildings with Small Packaged Units | 4.5294e-05 | 5.1449e-05 | 0 | 0 | 0 | 0.0001583 | 0.0001881 | 7.0979e-05 | 0 | 1.4353e-05 | 0 | 0 | 0 | 0 | 0 | 0.0001583 | 0.0001881 | 7.0979e-05 | 0 | 1.4353e-05 | 0.00043173 | 11162.7781
39679 | hvac_0016 | Packaged Water-to-Air Geothermal Heat Pump | FALSE | 0.15901 | Office | GA, Bibb County | 200001_400000 | Multizone CAV/VAV | gen2_t8_halogen | Georgia | 10.5771 | F: Buildings with Electric Resistance Multizone Systems | 0.000182 | 0.00020516 | 0 | 0 | 0 | 0.00086077 | 0.00055534 | 0.00028858 | 0 | 1.6914e-05 | 0 | 0 | 0 | 0 | 0 | 0.00086077 | 0.00055534 | 0.00028858 | 0 | 1.6914e-05 | 0.0017216 | 47702.3883
39683 | hvac_0016 | Packaged Water-to-Air Geothermal Heat Pump | FALSE | 0.088127 | Office | GA, Bibb County | 400001_600000 | Multizone CAV/VAV | gen1_t12_incandescent | Georgia | 15.3964 | F: Buildings with Electric Resistance Multizone Systems | 0.0002398 | 0.00027586 | 0 | 0 | 0 | 0.0012535 | 0.00058734 | 0.00046007 | 0 | 1.3957e-05 | 0 | 0 | 0 | 0 | 0 | 0.0012535 | 0.00058734 | 0.00046007 | 0 | 1.3957e-05 | 0.0023149 | 44063.4998
43823 | hvac_0016 | Packaged Water-to-Air Geothermal Heat Pump | FALSE | 0.074164 | Office | GA, Bibb County | 600001_1mil | Multizone CAV/VAV | gen3_t5_cfl | Georgia | 17.3684 | D: Buildings with Hydronically Heated Multizone Systems | 0.00032584 | 0.00037664 | 0 | 0 | 0 | 0.0017405 | 0.00064491 | 0.00032125 | 0 | 0 | 0.00078771 | 0 | 2.1828e-05 | 0 | 0 | 0.0025282 | 0.00064491 | 0.00032125 | 0 | 2.1828e-05 | 0.0035162 | 59331.5127
51181 | hvac_0016 | Packaged Water-to-Air Geothermal Heat Pump | FALSE | 0.42843 | Office | GA, Bibb County | 150001_200000 | Multizone CAV/VAV | gen2_t8_halogen | Georgia | 13.0935 | D: Buildings with Hydronically Heated Multizone Systems | 0.00030167 | 0.00034208 | 0 | 0 | 0 | 0.000797 | 0.00064699 | 0.00078482 | 0 | 3.0318e-05 | 0.0010906 | 0 | 0 | 0 | 0 | 0.0018876 | 0.00064699 | 0.00078482 | 0 | 3.0318e-05 | 0.0033497 | 74975.8941
496 | hvac_0017 | Console Water-to-Air Geothermal Heat Pump | FALSE | 81.3835 | Office | GA, Bibb County | _1000 | Small Packaged Unit | gen2_t8_halogen | Georgia | 40.2611 | A: Non Food-Service Buildings with Small Packaged Units | 0.001046 | 0.0011473 | 0 | 0 | 0 | 0.0045842 | 0.001562 | 0.0015003 | 0 | 0 | 0.0030122 | 0 | 0.00052299 | 0 | 0 | 0.0075964 | 0.001562 | 0.0015003 | 0 | 0.00052299 | 0.01118 | 81383.4507
497 | hvac_0017 | Console Water-to-Air Geothermal Heat Pump | FALSE | 38.8004 | Office | GA, Bibb County | 1001_3000 | Small Packaged Unit | gen2_t8_halogen | Georgia | 21.8194 | A: Non Food-Service Buildings with Small Packaged Units | 0.00058139 | 0.00065326 | 0 | 0 | 0 | 0.002603 | 0.0011191 | 0.0012084 | 0 | 0.00017395 | 0.000673 | 0 | 0 | 0 | 0 | 0.003276 | 0.0011191 | 0.0012084 | 0 | 0.00017395 | 0.0057775 | 77600.7566
499 | hvac_0017 | Console Water-to-Air Geothermal Heat Pump | FALSE | 11.4908 | Office | GA, Bibb County | 3001_8000 | Small Packaged Unit | gen2_t8_halogen | Georgia | 14.2576 | A: Non Food-Service Buildings with Small Packaged Units | 0.00028463 | 0.00033741 | 0 | 0 | 0 | 0.0014086 | 0.00053181 | 0.00048596 | 0 | 9.4753e-05 | 0.0005536 | 0 | 0 | 0 | 0 | 0.0019621 | 0.00053181 | 0.00048596 | 0 | 9.4753e-05 | 0.0030746 | 63199.1712
1234 | hvac_0017 | Console Water-to-Air Geothermal Heat Pump | FALSE | 4.8609 | Office | GA, Bibb County | 8001_12000 | Small Packaged Unit | gen1_t12_incandescent | Georgia | 17.4647 | A: Non Food-Service Buildings with Small Packaged Units | 0.00029257 | 0.00034519 | 0 | 0 | 0 | 0.0014429 | 0.00066634 | 0.00072379 | 0 | 6.3579e-05 | 0 | 0 | 0 | 0 | 0 | 0.0014429 | 0.00066634 | 0.00072379 | 0 | 6.3579e-05 | 0.0028967 | 48608.5001
6139 | hvac_0017 | Console Water-to-Air Geothermal Heat Pump | FALSE | 3.0393 | Office | GA, Bibb County | 12001_30000 | Small Packaged Unit | gen5_led | Georgia | 16.0147 | A: Non Food-Service Buildings with Small Packaged Units | 0.00034387 | 0.00038721 | 0 | 0 | 0 | 0.0017721 | 0.00054471 | 0.00062831 | 0 | 0 | 0.00045641 | 0 | 8.619e-05 | 0 | 0 | 0.0022285 | 0.00054471 | 0.00062831 | 0 | 8.619e-05 | 0.0034877 | 63824.8911
19460 | hvac_0017 | Console Water-to-Air Geothermal Heat Pump | FALSE | 0.35771 | Office | GA, Bibb County | 100001_150000 | Small Packaged Unit | gen4_led | Georgia | 15.1302 | A: Non Food-Service Buildings with Small Packaged Units | 0.00022186 | 0.00026954 | 0 | 0 | 0 | 0.0014332 | 0.0004678 | 0.00030134 | 0 | 0 | 6.2268e-05 | 0 | 4.375e-05 | 0 | 0 | 0.0014955 | 0.0004678 | 0.00030134 | 0 | 4.375e-05 | 0.0023084 | 44713.2426
19461 | hvac_0017 | Console Water-to-Air Geothermal Heat Pump | FALSE | 0.41758 | Office | GA, Bibb County | 64001_70000 | Small Packaged Unit | gen2_t8_halogen | Georgia | 10.2399 | A: Non Food-Service Buildings with Small Packaged Units | 8.1221e-05 | 0.00011569 | 0 | 0 | 0 | 0.00055729 | 0.00018787 | 0.00019188 | 0 | 2.5247e-05 | 1.5246e-05 | 0 | 0 | 0 | 0 | 0.00057253 | 0.00018787 | 0.00019188 | 0 | 2.5247e-05 | 0.00097754 | 27977.5753
19462 | hvac_0017 | Console Water-to-Air Geothermal Heat Pump | FALSE | 0.23031 | Office | GA, Bibb County | 80001_100000 | Small Packaged Unit | gen2_t8_halogen | Georgia | 18.8551 | A: Non Food-Service Buildings with Small Packaged Units | 0.00013402 | 0.00015691 | 0 | 0 | 0 | 0.00076474 | 0.00026985 | 0.00026056 | 0 | 0 | 1.4905e-05 | 0 | 2.3521e-05 | 0 | 0 | 0.00077964 | 0.00026985 | 0.00026056 | 0 | 2.3521e-05 | 0.0013336 | 20728.1849
19464 | hvac_0017 | Console Water-to-Air Geothermal Heat Pump | FALSE | 0.67839 | Office | GA, Bibb County | 40001_52000 | Small Packaged Unit | gen2_t8_halogen | Georgia | 20.2781 | A: Non Food-Service Buildings with Small Packaged Units | 0.00021912 | 0.00025265 | 0 | 0 | 0 | 0.0013113 | 0.00050694 | 0.00025201 | 0 | 0 | 3.7711e-05 | 0 | 5.1188e-05 | 0 | 0 | 0.001349 | 0.00050694 | 0.00025201 | 0 | 5.1188e-05 | 0.0021592 | 31205.7104
19465 | hvac_0017 | Console Water-to-Air Geothermal Heat Pump | FALSE | 0.53394 | Office | GA, Bibb County | 52001_64000 | Small Packaged Unit | gen4_led | Georgia | 11.9353 | A: Non Food-Service Buildings with Small Packaged Units | 0.00010306 | 0.00013237 | 0 | 0 | 0 | 0.00048614 | 0.0002989 | 0.00013375 | 0 | 0 | 0.0003057 | 0 | 3.669e-05 | 0 | 0 | 0.00079184 | 0.0002989 | 0.00013375 | 0 | 3.669e-05 | 0.0012612 | 30968.3207
22258 | hvac_0017 | Console Water-to-Air Geothermal Heat Pump | FALSE | 0.39859 | Office | GA, Bibb County | 70001_80000 | Zone-by-Zone | gen3_t5_cfl | Georgia | 9.0471 | I: Non-Lodging Buildings with Zone-by-Zone Systems | 7.9717e-05 | 9.6353e-05 | 0 | 0 | 0 | 0.00029884 | 0.00020172 | 0.00016213 | 0 | 0 | 0.00022034 | 0 | 3.9831e-05 | 0 | 0 | 0.00051917 | 0.00020172 | 0.00016213 | 0 | 3.9831e-05 | 0.00092285 | 29894.5019
24953 | hvac_0017 | Console Water-to-Air Geothermal Heat Pump | FALSE | 0.31894 | Office | GA, Bibb County | 30001_40000 | Small Packaged Unit | gen2_t8_halogen | Georgia | 18.2279 | A: Non Food-Service Buildings with Small Packaged Units | 6.8164e-05 | 7.8402e-05 | 0 | 0 | 0 | 0.00033805 | 0.0001881 | 7.0979e-05 | 0 | 1.4353e-05 | 8.2801e-05 | 0 | 0 | 0 | 0 | 0.00042085 | 0.0001881 | 7.0979e-05 | 0 | 1.4353e-05 | 0.00069428 | 11162.7781
39679 | hvac_0017 | Console Water-to-Air Geothermal Heat Pump | FALSE | 0.15901 | Office | GA, Bibb County | 200001_400000 | Multizone CAV/VAV | gen2_t8_halogen | Georgia | 10.5771 | F: Buildings with Electric Resistance Multizone Systems | 0.000182 | 0.00020516 | 0 | 0 | 0 | 0.00086077 | 0.00055534 | 0.00028858 | 0 | 1.6914e-05 | 0 | 0 | 0 | 0 | 0 | 0.00086077 | 0.00055534 | 0.00028858 | 0 | 1.6914e-05 | 0.0017216 | 47702.3883
39683 | hvac_0017 | Console Water-to-Air Geothermal Heat Pump | FALSE | 0.088127 | Office | GA, Bibb County | 400001_600000 | Multizone CAV/VAV | gen1_t12_incandescent | Georgia | 15.3964 | F: Buildings with Electric Resistance Multizone Systems | 0.0002398 | 0.00027586 | 0 | 0 | 0 | 0.0012535 | 0.00058734 | 0.00046007 | 0 | 1.3957e-05 | 0 | 0 | 0 | 0 | 0 | 0.0012535 | 0.00058734 | 0.00046007 | 0 | 1.3957e-05 | 0.0023149 | 44063.4998
43823 | hvac_0017 | Console Water-to-Air Geothermal Heat Pump | FALSE | 0.074164 | Office | GA, Bibb County | 600001_1mil | Multizone CAV/VAV | gen3_t5_cfl | Georgia | 17.3684 | D: Buildings with Hydronically Heated Multizone Systems | 0.00032584 | 0.00037664 | 0 | 0 | 0 | 0.0017405 | 0.00064491 | 0.00032125 | 0 | 0 | 0.00078771 | 0 | 2.1828e-05 | 0 | 0 | 0.0025282 | 0.00064491 | 0.00032125 | 0 | 2.1828e-05 | 0.0035162 | 59331.5127
51181 | hvac_0017 | Console Water-to-Air Geothermal Heat Pump | FALSE | 0.42843 | Office | GA, Bibb County | 150001_200000 | Multizone CAV/VAV | gen2_t8_halogen | Georgia | 13.0935 | D: Buildings with Hydronically Heated Multizone Systems | 0.00030167 | 0.00034208 | 0 | 0 | 0 | 0.000797 | 0.00064699 | 0.00078482 | 0 | 3.0318e-05 | 0.0010906 | 0 | 0 | 0 | 0 | 0.0018876 | 0.00064699 | 0.00078482 | 0 | 3.0318e-05 | 0.0033497 | 74975.8941
496 | hvac_0018 | Standard Performance HP RTU, Electric Backup | TRUE | 81.3835 | Office | GA, Bibb County | _1000 | Small Packaged Unit | gen2_t8_halogen | Georgia | 27.3417 | A: Non Food-Service Buildings with Small Packaged Units | 0.00082133 | 0.00087744 | 0 | 0 | 0 | 0.004008 | 0.001562 | 0.0015003 | 0 | 0 | 0 | 0 | 0.00052299 | 0 | 0 | 0.004008 | 0.001562 | 0.0015003 | 0 | 0.00052299 | 0.0075926 | 81383.4507
497 | hvac_0018 | Standard Performance HP RTU, Electric Backup | TRUE | 38.8004 | Office | GA, Bibb County | 1001_3000 | Small Packaged Unit | gen2_t8_halogen | Georgia | 16.7986 | A: Non Food-Service Buildings with Small Packaged Units | 0.00047573 | 0.00053008 | 0 | 0 | 0 | 0.0019465 | 0.0011191 | 0.0012084 | 0 | 0.00017395 | 0 | 0 | 0 | 0 | 0 | 0.0019465 | 0.0011191 | 0.0012084 | 0 | 0.00017395 | 0.004448 | 77600.7566
499 | hvac_0018 | Standard Performance HP RTU, Electric Backup | TRUE | 11.4908 | Office | GA, Bibb County | 3001_8000 | Small Packaged Unit | gen2_t8_halogen | Georgia | 9.8212 | A: Non Food-Service Buildings with Small Packaged Units | 0.00021037 | 0.00025238 | 0 | 0 | 0 | 0.0010055 | 0.00053181 | 0.00048596 | 0 | 9.4753e-05 | 0 | 0 | 0 | 0 | 0 | 0.0010055 | 0.00053181 | 0.00048596 | 0 | 9.4753e-05 | 0.0021179 | 63199.1712
1234 | hvac_0018 | Standard Performance HP RTU, Electric Backup | TRUE | 4.8609 | Office | GA, Bibb County | 8001_12000 | Small Packaged Unit | gen1_t12_incandescent | Georgia | 14.0172 | A: Non Food-Service Buildings with Small Packaged Units | 0.00023352 | 0.00027705 | 0 | 0 | 0 | 0.00087117 | 0.00066634 | 0.00072379 | 0 | 6.3579e-05 | 0 | 0 | 0 | 0 | 0 | 0.00087117 | 0.00066634 | 0.00072379 | 0 | 6.3579e-05 | 0.0023249 | 48608.5001
6139 | hvac_0018 | Standard Performance HP RTU, Electric Backup | TRUE | 3.0393 | Office | GA, Bibb County | 12001_30000 | Small Packaged Unit | gen5_led | Georgia | 11.8147 | A: Non Food-Service Buildings with Small Packaged Units | 0.00027141 | 0.00030211 | 0 | 0 | 0 | 0.0013138 | 0.00054471 | 0.00062831 | 0 | 0 | 0 | 0 | 8.619e-05 | 0 | 0 | 0.0013138 | 0.00054471 | 0.00062831 | 0 | 8.619e-05 | 0.002573 | 63824.8911
19460 | hvac_0018 | Standard Performance HP RTU, Electric Backup | TRUE | 0.35771 | Office | GA, Bibb County | 100001_150000 | Small Packaged Unit | gen4_led | Georgia | 11.6795 | A: Non Food-Service Buildings with Small Packaged Units | 0.00017185 | 0.00021006 | 0 | 0 | 0 | 0.00096903 | 0.0004678 | 0.00030134 | 0 | 0 | 0 | 0 | 4.3746e-05 | 0 | 0 | 0.00096903 | 0.0004678 | 0.00030134 | 0 | 4.3746e-05 | 0.0017819 | 44713.2426
19461 | hvac_0018 | Standard Performance HP RTU, Electric Backup | TRUE | 0.41758 | Office | GA, Bibb County | 64001_70000 | Small Packaged Unit | gen2_t8_halogen | Georgia | 8.5909 | A: Non Food-Service Buildings with Small Packaged Units | 7.1452e-05 | 9.7732e-05 | 0 | 0 | 0 | 0.00041512 | 0.00018787 | 0.00019188 | 0 | 2.5247e-05 | 0 | 0 | 0 | 0 | 0 | 0.00041512 | 0.00018787 | 0.00019188 | 0 | 2.5247e-05 | 0.00082012 | 27977.5753
19462 | hvac_0018 | Standard Performance HP RTU, Electric Backup | TRUE | 0.23031 | Office | GA, Bibb County | 80001_100000 | Small Packaged Unit | gen2_t8_halogen | Georgia | 15.045 | A: Non Food-Service Buildings with Small Packaged Units | 0.00010783 | 0.00012557 | 0 | 0 | 0 | 0.00051016 | 0.00026985 | 0.00026056 | 0 | 0 | 0 | 0 | 2.3521e-05 | 0 | 0 | 0.00051016 | 0.00026985 | 0.00026056 | 0 | 2.3521e-05 | 0.0010641 | 20728.1849
19464 | hvac_0018 | Standard Performance HP RTU, Electric Backup | TRUE | 0.67839 | Office | GA, Bibb County | 40001_52000 | Small Packaged Unit | gen2_t8_halogen | Georgia | 15.5131 | A: Non Food-Service Buildings with Small Packaged Units | 0.0001689 | 0.00019416 | 0 | 0 | 0 | 0.00084167 | 0.00050694 | 0.00025201 | 0 | 0 | 0 | 0 | 5.1188e-05 | 0 | 0 | 0.00084167 | 0.00050694 | 0.00025201 | 0 | 5.1188e-05 | 0.0016518 | 31205.7104
19465 | hvac_0018 | Standard Performance HP RTU, Electric Backup | TRUE | 0.53394 | Office | GA, Bibb County | 52001_64000 | Small Packaged Unit | gen4_led | Georgia | 8.9645 | A: Non Food-Service Buildings with Small Packaged Units | 8.9467e-05 | 0.00011096 | 0 | 0 | 0 | 0.00047793 | 0.0002989 | 0.00013375 | 0 | 0 | 0 | 0 | 3.669e-05 | 0 | 0 | 0.00047793 | 0.0002989 | 0.00013375 | 0 | 3.669e-05 | 0.00094726 | 30968.3207
22258 | hvac_0018 | Standard Performance HP RTU, Electric Backup | FALSE | 0.39859 | Office | GA, Bibb County | 70001_80000 | Zone-by-Zone | gen3_t5_cfl | Georgia | 9.0471 | I: Non-Lodging Buildings with Zone-by-Zone Systems | 7.9717e-05 | 9.6353e-05 | 0 | 0 | 0 | 0.00029884 | 0.00020172 | 0.00016213 | 0 | 0 | 0.00022034 | 0 | 3.9831e-05 | 0 | 0 | 0.00051917 | 0.00020172 | 0.00016213 | 0 | 3.9831e-05 | 0.00092285 | 29894.5019
24953 | hvac_0018 | Standard Performance HP RTU, Electric Backup | TRUE | 0.31894 | Office | GA, Bibb County | 30001_40000 | Small Packaged Unit | gen2_t8_halogen | Georgia | 13.629 | A: Non Food-Service Buildings with Small Packaged Units | 5.3869e-05 | 6.1862e-05 | 0 | 0 | 0 | 0.00024568 | 0.0001881 | 7.0979e-05 | 0 | 1.4353e-05 | 0 | 0 | 0 | 0 | 0 | 0.00024568 | 0.0001881 | 7.0979e-05 | 0 | 1.4353e-05 | 0.00051912 | 11162.7781
39679 | hvac_0018 | Standard Performance HP RTU, Electric Backup | FALSE | 0.15901 | Office | GA, Bibb County | 200001_400000 | Multizone CAV/VAV | gen2_t8_halogen | Georgia | 10.5771 | F: Buildings with Electric Resistance Multizone Systems | 0.000182 | 0.00020516 | 0 | 0 | 0 | 0.00086077 | 0.00055534 | 0.00028858 | 0 | 1.6914e-05 | 0 | 0 | 0 | 0 | 0 | 0.00086077 | 0.00055534 | 0.00028858 | 0 | 1.6914e-05 | 0.0017216 | 47702.3883
39683 | hvac_0018 | Standard Performance HP RTU, Electric Backup | FALSE | 0.088127 | Office | GA, Bibb County | 400001_600000 | Multizone CAV/VAV | gen1_t12_incandescent | Georgia | 15.3964 | F: Buildings with Electric Resistance Multizone Systems | 0.0002398 | 0.00027586 | 0 | 0 | 0 | 0.0012535 | 0.00058734 | 0.00046007 | 0 | 1.3957e-05 | 0 | 0 | 0 | 0 | 0 | 0.0012535 | 0.00058734 | 0.00046007 | 0 | 1.3957e-05 | 0.0023149 | 44063.4998
43823 | hvac_0018 | Standard Performance HP RTU, Electric Backup | FALSE | 0.074164 | Office | GA, Bibb County | 600001_1mil | Multizone CAV/VAV | gen3_t5_cfl | Georgia | 17.3684 | D: Buildings with Hydronically Heated Multizone Systems | 0.00032584 | 0.00037664 | 0 | 0 | 0 | 0.0017405 | 0.00064491 | 0.00032125 | 0 | 0 | 0.00078771 | 0 | 2.1828e-05 | 0 | 0 | 0.0025282 | 0.00064491 | 0.00032125 | 0 | 2.1828e-05 | 0.0035162 | 59331.5127
51181 | hvac_0018 | Standard Performance HP RTU, Electric Backup | FALSE | 0.42843 | Office | GA, Bibb County | 150001_200000 | Multizone CAV/VAV | gen2_t8_halogen | Georgia | 13.0935 | D: Buildings with Hydronically Heated Multizone Systems | 0.00030167 | 0.00034208 | 0 | 0 | 0 | 0.000797 | 0.00064699 | 0.00078482 | 0 | 3.0318e-05 | 0.0010906 | 0 | 0 | 0 | 0 | 0.0018876 | 0.00064699 | 0.00078482 | 0 | 3.0318e-05 | 0.0033497 | 74975.8941
496 | hvac_0019 | Standard Performance HP RTU, Electric Backup + Roof Insulation | TRUE | 81.3835 | Office | GA, Bibb County | _1000 | Small Packaged Unit | gen2_t8_halogen | Georgia | 26.9222 | A: Non Food-Service Buildings with Small Packaged Units | 0.00081071 | 0.00086348 | 0 | 0 | 0 | 0.0038908 | 0.001562 | 0.0015003 | 0 | 0 | 0 | 0 | 0.00052299 | 0 | 0 | 0.0038908 | 0.001562 | 0.0015003 | 0 | 0.00052299 | 0.0074761 | 81383.4507
497 | hvac_0019 | Standard Performance HP RTU, Electric Backup + Roof Insulation | TRUE | 38.8004 | Office | GA, Bibb County | 1001_3000 | Small Packaged Unit | gen2_t8_halogen | Georgia | 16.8042 | A: Non Food-Service Buildings with Small Packaged Units | 0.00047823 | 0.00053023 | 0 | 0 | 0 | 0.0019476 | 0.0011191 | 0.0012084 | 0 | 0.00017395 | 0 | 0 | 0 | 0 | 0 | 0.0019476 | 0.0011191 | 0.0012084 | 0 | 0.00017395 | 0.0044495 | 77600.7566
499 | hvac_0019 | Standard Performance HP RTU, Electric Backup + Roof Insulation | TRUE | 11.4908 | Office | GA, Bibb County | 3001_8000 | Small Packaged Unit | gen2_t8_halogen | Georgia | 10.0212 | A: Non Food-Service Buildings with Small Packaged Units | 0.00021587 | 0.00025753 | 0 | 0 | 0 | 0.0010487 | 0.00053181 | 0.00048596 | 0 | 9.4753e-05 | 0 | 0 | 0 | 0 | 0 | 0.0010487 | 0.00053181 | 0.00048596 | 0 | 9.4753e-05 | 0.002161 | 63199.1712
1234 | hvac_0019 | Standard Performance HP RTU, Electric Backup + Roof Insulation | TRUE | 4.8609 | Office | GA, Bibb County | 8001_12000 | Small Packaged Unit | gen1_t12_incandescent | Georgia | 13.8433 | A: Non Food-Service Buildings with Small Packaged Units | 0.00023125 | 0.00027362 | 0 | 0 | 0 | 0.00084233 | 0.00066634 | 0.00072379 | 0 | 6.3579e-05 | 0 | 0 | 0 | 0 | 0 | 0.00084233 | 0.00066634 | 0.00072379 | 0 | 6.3579e-05 | 0.002296 | 48608.5001
6139 | hvac_0019 | Standard Performance HP RTU, Electric Backup + Roof Insulation | TRUE | 3.0393 | Office | GA, Bibb County | 12001_30000 | Small Packaged Unit | gen5_led | Georgia | 11.9999 | A: Non Food-Service Buildings with Small Packaged Units | 0.00027939 | 0.00030691 | 0 | 0 | 0 | 0.0013541 | 0.00054471 | 0.00062831 | 0 | 0 | 0 | 0 | 8.619e-05 | 0 | 0 | 0.0013541 | 0.00054471 | 0.00062831 | 0 | 8.619e-05 | 0.0026133 | 63824.8911
19460 | hvac_0019 | Standard Performance HP RTU, Electric Backup + Roof Insulation | TRUE | 0.35771 | Office | GA, Bibb County | 100001_150000 | Small Packaged Unit | gen4_led | Georgia | 11.6241 | A: Non Food-Service Buildings with Small Packaged Units | 0.00017115 | 0.00020905 | 0 | 0 | 0 | 0.00096058 | 0.0004678 | 0.00030134 | 0 | 0 | 0 | 0 | 4.3746e-05 | 0 | 0 | 0.00096058 | 0.0004678 | 0.00030134 | 0 | 4.3746e-05 | 0.0017735 | 44713.2426
19461 | hvac_0019 | Standard Performance HP RTU, Electric Backup + Roof Insulation | TRUE | 0.41758 | Office | GA, Bibb County | 64001_70000 | Small Packaged Unit | gen2_t8_halogen | Georgia | 8.5027 | A: Non Food-Service Buildings with Small Packaged Units | 7.0875e-05 | 9.6728e-05 | 0 | 0 | 0 | 0.0004067 | 0.00018787 | 0.00019188 | 0 | 2.5247e-05 | 0 | 0 | 0 | 0 | 0 | 0.0004067 | 0.00018787 | 0.00019188 | 0 | 2.5247e-05 | 0.0008117 | 27977.5753
19462 | hvac_0019 | Standard Performance HP RTU, Electric Backup + Roof Insulation | TRUE | 0.23031 | Office | GA, Bibb County | 80001_100000 | Small Packaged Unit | gen2_t8_halogen | Georgia | 14.9238 | A: Non Food-Service Buildings with Small Packaged Units | 0.0001072 | 0.00012455 | 0 | 0 | 0 | 0.0005016 | 0.00026985 | 0.00026056 | 0 | 0 | 0 | 0 | 2.3521e-05 | 0 | 0 | 0.0005016 | 0.00026985 | 0.00026056 | 0 | 2.3521e-05 | 0.0010555 | 20728.1849
19464 | hvac_0019 | Standard Performance HP RTU, Electric Backup + Roof Insulation | TRUE | 0.67839 | Office | GA, Bibb County | 40001_52000 | Small Packaged Unit | gen2_t8_halogen | Georgia | 15.4987 | A: Non Food-Service Buildings with Small Packaged Units | 0.00016877 | 0.00019398 | 0 | 0 | 0 | 0.00084015 | 0.00050694 | 0.00025201 | 0 | 0 | 0 | 0 | 5.1188e-05 | 0 | 0 | 0.00084015 | 0.00050694 | 0.00025201 | 0 | 5.1188e-05 | 0.0016503 | 31205.7104
19465 | hvac_0019 | Standard Performance HP RTU, Electric Backup + Roof Insulation | TRUE | 0.53394 | Office | GA, Bibb County | 52001_64000 | Small Packaged Unit | gen4_led | Georgia | 8.8843 | A: Non Food-Service Buildings with Small Packaged Units | 8.8597e-05 | 0.00010995 | 0 | 0 | 0 | 0.00046946 | 0.0002989 | 0.00013375 | 0 | 0 | 0 | 0 | 3.669e-05 | 0 | 0 | 0.00046946 | 0.0002989 | 0.00013375 | 0 | 3.669e-05 | 0.00093879 | 30968.3207
22258 | hvac_0019 | Standard Performance HP RTU, Electric Backup + Roof Insulation | FALSE | 0.39859 | Office | GA, Bibb County | 70001_80000 | Zone-by-Zone | gen3_t5_cfl | Georgia | 9.0471 | I: Non-Lodging Buildings with Zone-by-Zone Systems | 7.9717e-05 | 9.6353e-05 | 0 | 0 | 0 | 0.00029884 | 0.00020172 | 0.00016213 | 0 | 0 | 0.00022034 | 0 | 3.9831e-05 | 0 | 0 | 0.00051917 | 0.00020172 | 0.00016213 | 0 | 3.9831e-05 | 0.00092285 | 29894.5019
24953 | hvac_0019 | Standard Performance HP RTU, Electric Backup + Roof Insulation | TRUE | 0.31894 | Office | GA, Bibb County | 30001_40000 | Small Packaged Unit | gen2_t8_halogen | Georgia | 13.8676 | A: Non Food-Service Buildings with Small Packaged Units | 5.5628e-05 | 6.2945e-05 | 0 | 0 | 0 | 0.00025477 | 0.0001881 | 7.0979e-05 | 0 | 1.4353e-05 | 0 | 0 | 0 | 0 | 0 | 0.00025477 | 0.0001881 | 7.0979e-05 | 0 | 1.4353e-05 | 0.0005282 | 11162.7781
39679 | hvac_0019 | Standard Performance HP RTU, Electric Backup + Roof Insulation | FALSE | 0.15901 | Office | GA, Bibb County | 200001_400000 | Multizone CAV/VAV | gen2_t8_halogen | Georgia | 10.5771 | F: Buildings with Electric Resistance Multizone Systems | 0.000182 | 0.00020516 | 0 | 0 | 0 | 0.00086077 | 0.00055534 | 0.00028858 | 0 | 1.6914e-05 | 0 | 0 | 0 | 0 | 0 | 0.00086077 | 0.00055534 | 0.00028858 | 0 | 1.6914e-05 | 0.0017216 | 47702.3883
39683 | hvac_0019 | Standard Performance HP RTU, Electric Backup + Roof Insulation | FALSE | 0.088127 | Office | GA, Bibb County | 400001_600000 | Multizone CAV/VAV | gen1_t12_incandescent | Georgia | 15.3964 | F: Buildings with Electric Resistance Multizone Systems | 0.0002398 | 0.00027586 | 0 | 0 | 0 | 0.0012535 | 0.00058734 | 0.00046007 | 0 | 1.3957e-05 | 0 | 0 | 0 | 0 | 0 | 0.0012535 | 0.00058734 | 0.00046007 | 0 | 1.3957e-05 | 0.0023149 | 44063.4998
43823 | hvac_0019 | Standard Performance HP RTU, Electric Backup + Roof Insulation | FALSE | 0.074164 | Office | GA, Bibb County | 600001_1mil | Multizone CAV/VAV | gen3_t5_cfl | Georgia | 17.3684 | D: Buildings with Hydronically Heated Multizone Systems | 0.00032584 | 0.00037664 | 0 | 0 | 0 | 0.0017405 | 0.00064491 | 0.00032125 | 0 | 0 | 0.00078771 | 0 | 2.1828e-05 | 0 | 0 | 0.0025282 | 0.00064491 | 0.00032125 | 0 | 2.1828e-05 | 0.0035162 | 59331.5127
51181 | hvac_0019 | Standard Performance HP RTU, Electric Backup + Roof Insulation | FALSE | 0.42843 | Office | GA, Bibb County | 150001_200000 | Multizone CAV/VAV | gen2_t8_halogen | Georgia | 13.0935 | D: Buildings with Hydronically Heated Multizone Systems | 0.00030167 | 0.00034208 | 0 | 0 | 0 | 0.000797 | 0.00064699 | 0.00078482 | 0 | 3.0318e-05 | 0.0010906 | 0 | 0 | 0 | 0 | 0.0018876 | 0.00064699 | 0.00078482 | 0 | 3.0318e-05 | 0.0033497 | 74975.8941
496 | hvac_0020 | Standard Performance HP RTU, Electric Backup, 32F Minimum Compressor Lockout | TRUE | 81.3835 | Office | GA, Bibb County | _1000 | Small Packaged Unit | gen2_t8_halogen | Georgia | 28.5972 | A: Non Food-Service Buildings with Small Packaged Units | 0.00087049 | 0.00091893 | 0 | 0 | 0 | 0.0043567 | 0.001562 | 0.0015003 | 0 | 0 | 0 | 0 | 0.00052299 | 0 | 0 | 0.0043567 | 0.001562 | 0.0015003 | 0 | 0.00052299 | 0.0079412 | 81383.4507
497 | hvac_0020 | Standard Performance HP RTU, Electric Backup, 32F Minimum Compressor Lockout | TRUE | 38.8004 | Office | GA, Bibb County | 1001_3000 | Small Packaged Unit | gen2_t8_halogen | Georgia | 16.9917 | A: Non Food-Service Buildings with Small Packaged Units | 0.00048251 | 0.00053615 | 0 | 0 | 0 | 0.0019977 | 0.0011191 | 0.0012084 | 0 | 0.00017395 | 0 | 0 | 0 | 0 | 0 | 0.0019977 | 0.0011191 | 0.0012084 | 0 | 0.00017395 | 0.0044991 | 77600.7566
499 | hvac_0020 | Standard Performance HP RTU, Electric Backup, 32F Minimum Compressor Lockout | TRUE | 11.4908 | Office | GA, Bibb County | 3001_8000 | Small Packaged Unit | gen2_t8_halogen | Georgia | 9.9086 | A: Non Food-Service Buildings with Small Packaged Units | 0.00021261 | 0.00025464 | 0 | 0 | 0 | 0.0010243 | 0.00053181 | 0.00048596 | 0 | 9.4753e-05 | 0 | 0 | 0 | 0 | 0 | 0.0010243 | 0.00053181 | 0.00048596 | 0 | 9.4753e-05 | 0.0021367 | 63199.1712
1234 | hvac_0020 | Standard Performance HP RTU, Electric Backup, 32F Minimum Compressor Lockout | TRUE | 4.8609 | Office | GA, Bibb County | 8001_12000 | Small Packaged Unit | gen1_t12_incandescent | Georgia | 14.5819 | A: Non Food-Service Buildings with Small Packaged Units | 0.00024663 | 0.00028821 | 0 | 0 | 0 | 0.00096484 | 0.00066634 | 0.00072379 | 0 | 6.3579e-05 | 0 | 0 | 0 | 0 | 0 | 0.00096484 | 0.00066634 | 0.00072379 | 0 | 6.3579e-05 | 0.0024185 | 48608.5001
6139 | hvac_0020 | Standard Performance HP RTU, Electric Backup, 32F Minimum Compressor Lockout | TRUE | 3.0393 | Office | GA, Bibb County | 12001_30000 | Small Packaged Unit | gen5_led | Georgia | 11.8852 | A: Non Food-Service Buildings with Small Packaged Units | 0.00027362 | 0.00030394 | 0 | 0 | 0 | 0.0013291 | 0.00054471 | 0.00062831 | 0 | 0 | 0 | 0 | 8.619e-05 | 0 | 0 | 0.0013291 | 0.00054471 | 0.00062831 | 0 | 8.619e-05 | 0.0025884 | 63824.8911
19460 | hvac_0020 | Standard Performance HP RTU, Electric Backup, 32F Minimum Compressor Lockout | TRUE | 0.35771 | Office | GA, Bibb County | 100001_150000 | Small Packaged Unit | gen4_led | Georgia | 11.806 | A: Non Food-Service Buildings with Small Packaged Units | 0.0001742 | 0.00021236 | 0 | 0 | 0 | 0.00098832 | 0.0004678 | 0.00030134 | 0 | 0 | 0 | 0 | 4.3746e-05 | 0 | 0 | 0.00098832 | 0.0004678 | 0.00030134 | 0 | 4.3746e-05 | 0.0018012 | 44713.2426
19461 | hvac_0020 | Standard Performance HP RTU, Electric Backup, 32F Minimum Compressor Lockout | TRUE | 0.41758 | Office | GA, Bibb County | 64001_70000 | Small Packaged Unit | gen2_t8_halogen | Georgia | 8.6415 | A: Non Food-Service Buildings with Small Packaged Units | 7.2107e-05 | 9.8308e-05 | 0 | 0 | 0 | 0.00041995 | 0.00018787 | 0.00019188 | 0 | 2.5247e-05 | 0 | 0 | 0 | 0 | 0 | 0.00041995 | 0.00018787 | 0.00019188 | 0 | 2.5247e-05 | 0.00082495 | 27977.5753
19462 | hvac_0020 | Standard Performance HP RTU, Electric Backup, 32F Minimum Compressor Lockout | TRUE | 0.23031 | Office | GA, Bibb County | 80001_100000 | Small Packaged Unit | gen2_t8_halogen | Georgia | 15.1125 | A: Non Food-Service Buildings with Small Packaged Units | 0.00010847 | 0.00012614 | 0 | 0 | 0 | 0.00051494 | 0.00026985 | 0.00026056 | 0 | 0 | 0 | 0 | 2.3521e-05 | 0 | 0 | 0.00051494 | 0.00026985 | 0.00026056 | 0 | 2.3521e-05 | 0.0010689 | 20728.1849
19464 | hvac_0020 | Standard Performance HP RTU, Electric Backup, 32F Minimum Compressor Lockout | TRUE | 0.67839 | Office | GA, Bibb County | 40001_52000 | Small Packaged Unit | gen2_t8_halogen | Georgia | 15.5839 | A: Non Food-Service Buildings with Small Packaged Units | 0.00016998 | 0.00019506 | 0 | 0 | 0 | 0.00084922 | 0.00050694 | 0.00025201 | 0 | 0 | 0 | 0 | 5.1188e-05 | 0 | 0 | 0.00084922 | 0.00050694 | 0.00025201 | 0 | 5.1188e-05 | 0.0016594 | 31205.7104
19465 | hvac_0020 | Standard Performance HP RTU, Electric Backup, 32F Minimum Compressor Lockout | TRUE | 0.53394 | Office | GA, Bibb County | 52001_64000 | Small Packaged Unit | gen4_led | Georgia | 9.6531 | A: Non Food-Service Buildings with Small Packaged Units | 9.9861e-05 | 0.00011963 | 0 | 0 | 0 | 0.00055068 | 0.0002989 | 0.00013375 | 0 | 0 | 0 | 0 | 3.669e-05 | 0 | 0 | 0.00055068 | 0.0002989 | 0.00013375 | 0 | 3.669e-05 | 0.00102 | 30968.3207
22258 | hvac_0020 | Standard Performance HP RTU, Electric Backup, 32F Minimum Compressor Lockout | FALSE | 0.39859 | Office | GA, Bibb County | 70001_80000 | Zone-by-Zone | gen3_t5_cfl | Georgia | 9.0471 | I: Non-Lodging Buildings with Zone-by-Zone Systems | 7.9717e-05 | 9.6353e-05 | 0 | 0 | 0 | 0.00029884 | 0.00020172 | 0.00016213 | 0 | 0 | 0.00022034 | 0 | 3.9831e-05 | 0 | 0 | 0.00051917 | 0.00020172 | 0.00016213 | 0 | 3.9831e-05 | 0.00092285 | 29894.5019
24953 | hvac_0020 | Standard Performance HP RTU, Electric Backup, 32F Minimum Compressor Lockout | TRUE | 0.31894 | Office | GA, Bibb County | 30001_40000 | Small Packaged Unit | gen2_t8_halogen | Georgia | 13.6353 | A: Non Food-Service Buildings with Small Packaged Units | 5.3912e-05 | 6.189e-05 | 0 | 0 | 0 | 0.00024592 | 0.0001881 | 7.0979e-05 | 0 | 1.4356e-05 | 0 | 0 | 0 | 0 | 0 | 0.00024592 | 0.0001881 | 7.0979e-05 | 0 | 1.4356e-05 | 0.00051935 | 11162.7781
39679 | hvac_0020 | Standard Performance HP RTU, Electric Backup, 32F Minimum Compressor Lockout | FALSE | 0.15901 | Office | GA, Bibb County | 200001_400000 | Multizone CAV/VAV | gen2_t8_halogen | Georgia | 10.5771 | F: Buildings with Electric Resistance Multizone Systems | 0.000182 | 0.00020516 | 0 | 0 | 0 | 0.00086077 | 0.00055534 | 0.00028858 | 0 | 1.6914e-05 | 0 | 0 | 0 | 0 | 0 | 0.00086077 | 0.00055534 | 0.00028858 | 0 | 1.6914e-05 | 0.0017216 | 47702.3883
39683 | hvac_0020 | Standard Performance HP RTU, Electric Backup, 32F Minimum Compressor Lockout | FALSE | 0.088127 | Office | GA, Bibb County | 400001_600000 | Multizone CAV/VAV | gen1_t12_incandescent | Georgia | 15.3964 | F: Buildings with Electric Resistance Multizone Systems | 0.0002398 | 0.00027586 | 0 | 0 | 0 | 0.0012535 | 0.00058734 | 0.00046007 | 0 | 1.3957e-05 | 0 | 0 | 0 | 0 | 0 | 0.0012535 | 0.00058734 | 0.00046007 | 0 | 1.3957e-05 | 0.0023149 | 44063.4998
43823 | hvac_0020 | Standard Performance HP RTU, Electric Backup, 32F Minimum Compressor Lockout | FALSE | 0.074164 | Office | GA, Bibb County | 600001_1mil | Multizone CAV/VAV | gen3_t5_cfl | Georgia | 17.3684 | D: Buildings with Hydronically Heated Multizone Systems | 0.00032584 | 0.00037664 | 0 | 0 | 0 | 0.0017405 | 0.00064491 | 0.00032125 | 0 | 0 | 0.00078771 | 0 | 2.1828e-05 | 0 | 0 | 0.0025282 | 0.00064491 | 0.00032125 | 0 | 2.1828e-05 | 0.0035162 | 59331.5127
51181 | hvac_0020 | Standard Performance HP RTU, Electric Backup, 32F Minimum Compressor Lockout | FALSE | 0.42843 | Office | GA, Bibb County | 150001_200000 | Multizone CAV/VAV | gen2_t8_halogen | Georgia | 13.0935 | D: Buildings with Hydronically Heated Multizone Systems | 0.00030167 | 0.00034208 | 0 | 0 | 0 | 0.000797 | 0.00064699 | 0.00078482 | 0 | 3.0318e-05 | 0.0010906 | 0 | 0 | 0 | 0 | 0.0018876 | 0.00064699 | 0.00078482 | 0 | 3.0318e-05 | 0.0033497 | 74975.8941
496 | hvac_0021 | Cold Climate Challenge HP RTU, Electric Backup | TRUE | 81.3835 | Office | GA, Bibb County | _1000 | Small Packaged Unit | gen2_t8_halogen | Georgia | 24.3139 | A: Non Food-Service Buildings with Small Packaged Units | 0.00072765 | 0.0007772 | 0 | 0 | 0 | 0.0031672 | 0.001562 | 0.0015003 | 0 | 0 | 0 | 0 | 0.00052299 | 0 | 0 | 0.0031672 | 0.001562 | 0.0015003 | 0 | 0.00052299 | 0.0067518 | 81383.4507
497 | hvac_0021 | Cold Climate Challenge HP RTU, Electric Backup | TRUE | 38.8004 | Office | GA, Bibb County | 1001_3000 | Small Packaged Unit | gen2_t8_halogen | Georgia | 15.3597 | A: Non Food-Service Buildings with Small Packaged Units | 0.00043786 | 0.00048467 | 0 | 0 | 0 | 0.0015652 | 0.0011191 | 0.0012084 | 0 | 0.00017395 | 0 | 0 | 0 | 0 | 0 | 0.0015652 | 0.0011191 | 0.0012084 | 0 | 0.00017395 | 0.004067 | 77600.7566
499 | hvac_0021 | Cold Climate Challenge HP RTU, Electric Backup | TRUE | 11.4908 | Office | GA, Bibb County | 3001_8000 | Small Packaged Unit | gen2_t8_halogen | Georgia | 8.9798 | A: Non Food-Service Buildings with Small Packaged Units | 0.00019296 | 0.00023077 | 0 | 0 | 0 | 0.00082402 | 0.00053181 | 0.00048596 | 0 | 9.4753e-05 | 0 | 0 | 0 | 0 | 0 | 0.00082402 | 0.00053181 | 0.00048596 | 0 | 9.4753e-05 | 0.0019364 | 63199.1712
1234 | hvac_0021 | Cold Climate Challenge HP RTU, Electric Backup | TRUE | 4.8609 | Office | GA, Bibb County | 8001_12000 | Small Packaged Unit | gen1_t12_incandescent | Georgia | 13.1092 | A: Non Food-Service Buildings with Small Packaged Units | 0.00021982 | 0.0002591 | 0 | 0 | 0 | 0.00072057 | 0.00066634 | 0.00072379 | 0 | 6.3579e-05 | 0 | 0 | 0 | 0 | 0 | 0.00072057 | 0.00066634 | 0.00072379 | 0 | 6.3579e-05 | 0.0021743 | 48608.5001
6139 | hvac_0021 | Cold Climate Challenge HP RTU, Electric Backup | TRUE | 3.0393 | Office | GA, Bibb County | 12001_30000 | Small Packaged Unit | gen5_led | Georgia | 10.4758 | A: Non Food-Service Buildings with Small Packaged Units | 0.00024158 | 0.00026736 | 0 | 0 | 0 | 0.0010222 | 0.00054471 | 0.00062831 | 0 | 0 | 0 | 0 | 8.619e-05 | 0 | 0 | 0.0010222 | 0.00054471 | 0.00062831 | 0 | 8.619e-05 | 0.0022814 | 63824.8911
19460 | hvac_0021 | Cold Climate Challenge HP RTU, Electric Backup | TRUE | 0.35771 | Office | GA, Bibb County | 100001_150000 | Small Packaged Unit | gen4_led | Georgia | 10.8088 | A: Non Food-Service Buildings with Small Packaged Units | 0.00016031 | 0.00019423 | 0 | 0 | 0 | 0.00083619 | 0.0004678 | 0.00030134 | 0 | 0 | 0 | 0 | 4.3746e-05 | 0 | 0 | 0.00083619 | 0.0004678 | 0.00030134 | 0 | 4.3746e-05 | 0.0016491 | 44713.2426
19461 | hvac_0021 | Cold Climate Challenge HP RTU, Electric Backup | TRUE | 0.41758 | Office | GA, Bibb County | 64001_70000 | Small Packaged Unit | gen2_t8_halogen | Georgia | 7.7869 | A: Non Food-Service Buildings with Small Packaged Units | 6.5507e-05 | 8.8585e-05 | 0 | 0 | 0 | 0.00033836 | 0.00018787 | 0.00019188 | 0 | 2.5247e-05 | 0 | 0 | 0 | 0 | 0 | 0.00033836 | 0.00018787 | 0.00019188 | 0 | 2.5247e-05 | 0.00074336 | 27977.5753
19462 | hvac_0021 | Cold Climate Challenge HP RTU, Electric Backup | TRUE | 0.23031 | Office | GA, Bibb County | 80001_100000 | Small Packaged Unit | gen2_t8_halogen | Georgia | 13.6122 | A: Non Food-Service Buildings with Small Packaged Units | 9.8287e-05 | 0.0001135 | 0 | 0 | 0 | 0.00040882 | 0.00026985 | 0.00026056 | 0 | 0 | 0 | 0 | 2.3521e-05 | 0 | 0 | 0.00040882 | 0.00026985 | 0.00026056 | 0 | 2.3521e-05 | 0.00096276 | 20728.1849
19464 | hvac_0021 | Cold Climate Challenge HP RTU, Electric Backup | TRUE | 0.67839 | Office | GA, Bibb County | 40001_52000 | Small Packaged Unit | gen2_t8_halogen | Georgia | 13.7367 | A: Non Food-Service Buildings with Small Packaged Units | 0.00014965 | 0.00017162 | 0 | 0 | 0 | 0.00065252 | 0.00050694 | 0.00025201 | 0 | 0 | 0 | 0 | 5.1188e-05 | 0 | 0 | 0.00065252 | 0.00050694 | 0.00025201 | 0 | 5.1188e-05 | 0.0014627 | 31205.7104
19465 | hvac_0021 | Cold Climate Challenge HP RTU, Electric Backup | TRUE | 0.53394 | Office | GA, Bibb County | 52001_64000 | Small Packaged Unit | gen4_led | Georgia | 8.3668 | A: Non Food-Service Buildings with Small Packaged Units | 8.4248e-05 | 0.00010344 | 0 | 0 | 0 | 0.00041477 | 0.0002989 | 0.00013375 | 0 | 0 | 0 | 0 | 3.669e-05 | 0 | 0 | 0.00041477 | 0.0002989 | 0.00013375 | 0 | 3.669e-05 | 0.00088411 | 30968.3207
22258 | hvac_0021 | Cold Climate Challenge HP RTU, Electric Backup | FALSE | 0.39859 | Office | GA, Bibb County | 70001_80000 | Zone-by-Zone | gen3_t5_cfl | Georgia | 9.0471 | I: Non-Lodging Buildings with Zone-by-Zone Systems | 7.9717e-05 | 9.6353e-05 | 0 | 0 | 0 | 0.00029884 | 0.00020172 | 0.00016213 | 0 | 0 | 0.00022034 | 0 | 3.9831e-05 | 0 | 0 | 0.00051917 | 0.00020172 | 0.00016213 | 0 | 3.9831e-05 | 0.00092285 | 29894.5019
24953 | hvac_0021 | Cold Climate Challenge HP RTU, Electric Backup | TRUE | 0.31894 | Office | GA, Bibb County | 30001_40000 | Small Packaged Unit | gen2_t8_halogen | Georgia | 12.3039 | A: Non Food-Service Buildings with Small Packaged Units | 4.8947e-05 | 5.5847e-05 | 0 | 0 | 0 | 0.00019521 | 0.0001881 | 7.0979e-05 | 0 | 1.4356e-05 | 0 | 0 | 0 | 0 | 0 | 0.00019521 | 0.0001881 | 7.0979e-05 | 0 | 1.4356e-05 | 0.00046864 | 11162.7781
39679 | hvac_0021 | Cold Climate Challenge HP RTU, Electric Backup | FALSE | 0.15901 | Office | GA, Bibb County | 200001_400000 | Multizone CAV/VAV | gen2_t8_halogen | Georgia | 10.5771 | F: Buildings with Electric Resistance Multizone Systems | 0.000182 | 0.00020516 | 0 | 0 | 0 | 0.00086077 | 0.00055534 | 0.00028858 | 0 | 1.6914e-05 | 0 | 0 | 0 | 0 | 0 | 0.00086077 | 0.00055534 | 0.00028858 | 0 | 1.6914e-05 | 0.0017216 | 47702.3883
39683 | hvac_0021 | Cold Climate Challenge HP RTU, Electric Backup | FALSE | 0.088127 | Office | GA, Bibb County | 400001_600000 | Multizone CAV/VAV | gen1_t12_incandescent | Georgia | 15.3964 | F: Buildings with Electric Resistance Multizone Systems | 0.0002398 | 0.00027586 | 0 | 0 | 0 | 0.0012535 | 0.00058734 | 0.00046007 | 0 | 1.3957e-05 | 0 | 0 | 0 | 0 | 0 | 0.0012535 | 0.00058734 | 0.00046007 | 0 | 1.3957e-05 | 0.0023149 | 44063.4998
43823 | hvac_0021 | Cold Climate Challenge HP RTU, Electric Backup | FALSE | 0.074164 | Office | GA, Bibb County | 600001_1mil | Multizone CAV/VAV | gen3_t5_cfl | Georgia | 17.3684 | D: Buildings with Hydronically Heated Multizone Systems | 0.00032584 | 0.00037664 | 0 | 0 | 0 | 0.0017405 | 0.00064491 | 0.00032125 | 0 | 0 | 0.00078771 | 0 | 2.1828e-05 | 0 | 0 | 0.0025282 | 0.00064491 | 0.00032125 | 0 | 2.1828e-05 | 0.0035162 | 59331.5127
51181 | hvac_0021 | Cold Climate Challenge HP RTU, Electric Backup | FALSE | 0.42843 | Office | GA, Bibb County | 150001_200000 | Multizone CAV/VAV | gen2_t8_halogen | Georgia | 13.0935 | D: Buildings with Hydronically Heated Multizone Systems | 0.00030167 | 0.00034208 | 0 | 0 | 0 | 0.000797 | 0.00064699 | 0.00078482 | 0 | 3.0318e-05 | 0.0010906 | 0 | 0 | 0 | 0 | 0.0018876 | 0.00064699 | 0.00078482 | 0 | 3.0318e-05 | 0.0033497 | 74975.8941
496 | hvac_0022 | Ideal Thermal Air Loads | TRUE | 81.3835 | Office | GA, Bibb County | _1000 | Small Packaged Unit | gen2_t8_halogen | Georgia | 43.1389 | A: Non Food-Service Buildings with Small Packaged Units | 0.00038514 | 0.00039979 | 0.0053533 | 0.0030415 | 0 | 0 | 0.001562 | 0.0015003 | 0 | 0 | 0 | 0 | 0.00052299 | 0 | 0 | 0.0083948 | 0.001562 | 0.0015003 | 0 | 0.00052299 | 0.011979 | 81383.4507
497 | hvac_0022 | Ideal Thermal Air Loads | TRUE | 38.8004 | Office | GA, Bibb County | 1001_3000 | Small Packaged Unit | gen2_t8_halogen | Georgia | 24.3361 | A: Non Food-Service Buildings with Small Packaged Units | 0.00027852 | 0.0002981 | 0.0032149 | 0.00072742 | 0 | 0 | 0.0011191 | 0.0012084 | 0 | 0.00017395 | 0 | 0 | 0 | 0 | 0 | 0.0039424 | 0.0011191 | 0.0012084 | 0 | 0.00017395 | 0.0064438 | 77600.7566
499 | hvac_0022 | Ideal Thermal Air Loads | TRUE | 11.4908 | Office | GA, Bibb County | 3001_8000 | Small Packaged Unit | gen2_t8_halogen | Georgia | 13.8854 | A: Non Food-Service Buildings with Small Packaged Units | 0.00010831 | 0.00013257 | 0.001377 | 0.0005048 | 0 | 0 | 0.00053181 | 0.00048596 | 0 | 9.4753e-05 | 0 | 0 | 0 | 0 | 0 | 0.0018818 | 0.00053181 | 0.00048596 | 0 | 9.4753e-05 | 0.0029943 | 63199.1712
1234 | hvac_0022 | Ideal Thermal Air Loads | TRUE | 4.8609 | Office | GA, Bibb County | 8001_12000 | Small Packaged Unit | gen1_t12_incandescent | Georgia | 21.6989 | A: Non Food-Service Buildings with Small Packaged Units | 0.00015015 | 0.00017324 | 0.0014029 | 0.00074231 | 0 | 0 | 0.00066634 | 0.00072379 | 0 | 6.3579e-05 | 0 | 0 | 0 | 0 | 0 | 0.0021452 | 0.00066634 | 0.00072379 | 0 | 6.3579e-05 | 0.003599 | 48608.5001
6139 | hvac_0022 | Ideal Thermal Air Loads | TRUE | 3.0393 | Office | GA, Bibb County | 12001_30000 | Small Packaged Unit | gen5_led | Georgia | 15.1935 | A: Non Food-Service Buildings with Small Packaged Units | 0.00013349 | 0.00014555 | 0.0016205 | 0.00042911 | 0 | 2.8807e-08 | 0.00054471 | 0.00062831 | 0 | 0 | 0 | 0 | 8.619e-05 | 0 | 0 | 0.0020497 | 0.00054471 | 0.00062831 | 0 | 8.619e-05 | 0.0033088 | 63824.8911
19460 | hvac_0022 | Ideal Thermal Air Loads | TRUE | 0.35771 | Office | GA, Bibb County | 100001_150000 | Small Packaged Unit | gen4_led | Georgia | 13.6074 | A: Non Food-Service Buildings with Small Packaged Units | 7.9527e-05 | 9.4583e-05 | 0.0011764 | 8.6781e-05 | 0 | 2.7123e-08 | 0.0004678 | 0.00030134 | 0 | 0 | 0 | 0 | 4.3746e-05 | 0 | 0 | 0.0012632 | 0.0004678 | 0.00030134 | 0 | 4.3746e-05 | 0.002076 | 44713.2426
19461 | hvac_0022 | Ideal Thermal Air Loads | TRUE | 0.41758 | Office | GA, Bibb County | 64001_70000 | Small Packaged Unit | gen2_t8_halogen | Georgia | 13.6139 | A: Non Food-Service Buildings with Small Packaged Units | 3.8048e-05 | 4.8265e-05 | 0.00086643 | 2.818e-05 | 0 | 1.5831e-08 | 0.00018787 | 0.00019188 | 0 | 2.5247e-05 | 0 | 0 | 0 | 0 | 0 | 0.00089463 | 0.00018787 | 0.00019188 | 0 | 2.5247e-05 | 0.0012996 | 27977.5753
19462 | hvac_0022 | Ideal Thermal Air Loads | TRUE | 0.23031 | Office | GA, Bibb County | 80001_100000 | Small Packaged Unit | gen2_t8_halogen | Georgia | 18.5795 | A: Non Food-Service Buildings with Small Packaged Units | 5.737e-05 | 6.4781e-05 | 0.00073955 | 2.0592e-05 | 0 | 1.3098e-08 | 0.00026985 | 0.00026056 | 0 | 0 | 0 | 0 | 2.3519e-05 | 0 | 0 | 0.00076015 | 0.00026985 | 0.00026056 | 0 | 2.3519e-05 | 0.0013141 | 20728.1849
19464 | hvac_0022 | Ideal Thermal Air Loads | TRUE | 0.67839 | Office | GA, Bibb County | 40001_52000 | Small Packaged Unit | gen2_t8_halogen | Georgia | 23.3116 | A: Non Food-Service Buildings with Small Packaged Units | 8.4464e-05 | 9.3866e-05 | 0.0016174 | 5.4564e-05 | 0 | 3.2149e-08 | 0.00050694 | 0.00025201 | 0 | 0 | 0 | 0 | 5.1188e-05 | 0 | 0 | 0.001672 | 0.00050694 | 0.00025201 | 0 | 5.1188e-05 | 0.0024822 | 31205.7104
19465 | hvac_0022 | Ideal Thermal Air Loads | TRUE | 0.53394 | Office | GA, Bibb County | 52001_64000 | Small Packaged Unit | gen4_led | Georgia | 14.0295 | A: Non Food-Service Buildings with Small Packaged Units | 4.652e-05 | 5.4012e-05 | 0.00070445 | 0.00030865 | 0 | 2.0243e-08 | 0.0002989 | 0.00013375 | 0 | 0 | 0 | 0 | 3.669e-05 | 0 | 0 | 0.0010131 | 0.0002989 | 0.00013375 | 0 | 3.669e-05 | 0.0014825 | 30968.3207
22258 | hvac_0022 | Ideal Thermal Air Loads | TRUE | 0.39859 | Office | GA, Bibb County | 70001_80000 | Zone-by-Zone | gen3_t5_cfl | Georgia | 11.1975 | I: Non-Lodging Buildings with Zone-by-Zone Systems | 3.9987e-05 | 4.6022e-05 | 0.00049887 | 0.00023962 | 0 | 1.889e-08 | 0.00020172 | 0.00016213 | 0 | 0 | 0 | 0 | 3.9831e-05 | 0 | 0 | 0.00073852 | 0.00020172 | 0.00016213 | 0 | 3.9831e-05 | 0.0011422 | 29894.5019
24953 | hvac_0022 | Ideal Thermal Air Loads | TRUE | 0.31894 | Office | GA, Bibb County | 30001_40000 | Small Packaged Unit | gen2_t8_halogen | Georgia | 17.298 | A: Non Food-Service Buildings with Small Packaged Units | 2.9061e-05 | 3.2585e-05 | 0.00031316 | 7.2263e-05 | 0 | 6.0459e-09 | 0.0001881 | 7.0979e-05 | 0 | 1.4353e-05 | 0 | 0 | 0 | 0 | 0 | 0.00038543 | 0.0001881 | 7.0979e-05 | 0 | 1.4353e-05 | 0.00065886 | 11162.7781
39679 | hvac_0022 | Ideal Thermal Air Loads | TRUE | 0.15901 | Office | GA, Bibb County | 200001_400000 | Multizone CAV/VAV | gen2_t8_halogen | Georgia | 14.0531 | F: Buildings with Electric Resistance Multizone Systems | 8.5716e-05 | 0.00010258 | 0.0013206 | 0.00010598 | 0 | 7.5355e-09 | 0.00055534 | 0.00028858 | 0 | 1.6914e-05 | 0 | 0 | 0 | 0 | 0 | 0.0014265 | 0.00055534 | 0.00028858 | 0 | 1.6914e-05 | 0.0022874 | 47702.3883
39683 | hvac_0022 | Ideal Thermal Air Loads | TRUE | 0.088127 | Office | GA, Bibb County | 400001_600000 | Multizone CAV/VAV | gen1_t12_incandescent | Georgia | 15.9657 | F: Buildings with Electric Resistance Multizone Systems | 0.00010869 | 0.00012648 | 0.0012872 | 5.192e-05 | 0 | 6.6823e-09 | 0.00058734 | 0.00046007 | 0 | 1.3957e-05 | 0 | 0 | 0 | 0 | 0 | 0.0013391 | 0.00058734 | 0.00046007 | 0 | 1.3957e-05 | 0.0024005 | 44063.4998
43823 | hvac_0022 | Ideal Thermal Air Loads | TRUE | 0.074164 | Office | GA, Bibb County | 600001_1mil | Multizone CAV/VAV | gen3_t5_cfl | Georgia | 14.6118 | D: Buildings with Hydronically Heated Multizone Systems | 9.1769e-05 | 0.0001166 | 0.0016627 | 0.00030745 | 0 | 9.1383e-09 | 0.00064491 | 0.00032125 | 0 | 0 | 0 | 0 | 2.1828e-05 | 0 | 0 | 0.0019701 | 0.00064491 | 0.00032125 | 0 | 2.1828e-05 | 0.0029581 | 59331.5127
51181 | hvac_0022 | Ideal Thermal Air Loads | TRUE | 0.42843 | Office | GA, Bibb County | 150001_200000 | Multizone CAV/VAV | gen2_t8_halogen | Georgia | 14.5701 | D: Buildings with Hydronically Heated Multizone Systems | 0.00015381 | 0.00017424 | 0.001838 | 0.00042735 | 0 | 1.2182e-08 | 0.00064699 | 0.00078482 | 0 | 3.0318e-05 | 0 | 0 | 0 | 0 | 0 | 0.0022653 | 0.00064699 | 0.00078482 | 0 | 3.0318e-05 | 0.0037274 | 74975.8941
496 | ltg_0001 | LED Lighting | TRUE | 81.3835 | Office | GA, Bibb County | _1000 | Small Packaged Unit | gen2_t8_halogen | Georgia | 39.4611 | A: Non Food-Service Buildings with Small Packaged Units | 0.0010244 | 0.001117 | 0 | 0 | 0 | 0.0045426 | 0.001562 | 0.0012465 | 0 | 0 | 0.0030847 | 0 | 0.00052299 | 0 | 0 | 0.0076273 | 0.001562 | 0.0012465 | 0 | 0.00052299 | 0.010958 | 81383.4507
497 | ltg_0001 | LED Lighting | TRUE | 38.8004 | Office | GA, Bibb County | 1001_3000 | Small Packaged Unit | gen2_t8_halogen | Georgia | 20.6694 | A: Non Food-Service Buildings with Small Packaged Units | 0.0005488 | 0.0006131 | 0 | 0 | 0 | 0.0025508 | 0.0011191 | 0.00088225 | 0 | 0.00017395 | 0.00074691 | 0 | 0 | 0 | 0 | 0.0032977 | 0.0011191 | 0.00088225 | 0 | 0.00017395 | 0.005473 | 77600.7566
499 | ltg_0001 | LED Lighting | TRUE | 11.4908 | Office | GA, Bibb County | 3001_8000 | Small Packaged Unit | gen2_t8_halogen | Georgia | 13.7732 | A: Non Food-Service Buildings with Small Packaged Units | 0.00027655 | 0.00032257 | 0 | 0 | 0 | 0.0013845 | 0.00053181 | 0.00035973 | 0 | 9.4753e-05 | 0.00059945 | 0 | 0 | 0 | 0 | 0.0019839 | 0.00053181 | 0.00035973 | 0 | 9.4753e-05 | 0.0029701 | 63199.1712
1234 | ltg_0001 | LED Lighting | TRUE | 4.8609 | Office | GA, Bibb County | 8001_12000 | Small Packaged Unit | gen1_t12_incandescent | Georgia | 15.6886 | A: Non Food-Service Buildings with Small Packaged Units | 0.00026987 | 0.00031008 | 0 | 0 | 0 | 0.001475 | 0.00066634 | 0.00039714 | 0 | 6.3579e-05 | 0 | 0 | 0 | 0 | 0 | 0.001475 | 0.00066634 | 0.00039714 | 0 | 6.3579e-05 | 0.0026021 | 48608.5001
6139 | ltg_0001 | LED Lighting | FALSE | 3.0393 | Office | GA, Bibb County | 12001_30000 | Small Packaged Unit | gen5_led | Georgia | 16.0147 | A: Non Food-Service Buildings with Small Packaged Units | 0.00034387 | 0.00038721 | 0 | 0 | 0 | 0.0017721 | 0.00054471 | 0.00062831 | 0 | 0 | 0.00045641 | 0 | 8.619e-05 | 0 | 0 | 0.0022285 | 0.00054471 | 0.00062831 | 0 | 8.619e-05 | 0.0034877 | 63824.8911
19460 | ltg_0001 | LED Lighting | FALSE | 0.35771 | Office | GA, Bibb County | 100001_150000 | Small Packaged Unit | gen4_led | Georgia | 15.1302 | A: Non Food-Service Buildings with Small Packaged Units | 0.00022186 | 0.00026954 | 0 | 0 | 0 | 0.0014332 | 0.0004678 | 0.00030134 | 0 | 0 | 6.2268e-05 | 0 | 4.375e-05 | 0 | 0 | 0.0014955 | 0.0004678 | 0.00030134 | 0 | 4.375e-05 | 0.0023084 | 44713.2426
19461 | ltg_0001 | LED Lighting | TRUE | 0.41758 | Office | GA, Bibb County | 64001_70000 | Small Packaged Unit | gen2_t8_halogen | Georgia | 9.4635 | A: Non Food-Service Buildings with Small Packaged Units | 7.5388e-05 | 0.00010673 | 0 | 0 | 0 | 0.00054085 | 0.00018787 | 0.00013173 | 0 | 2.5247e-05 | 1.7723e-05 | 0 | 0 | 0 | 0 | 0.00055857 | 0.00018787 | 0.00013173 | 0 | 2.5247e-05 | 0.00090342 | 27977.5753
19462 | ltg_0001 | LED Lighting | TRUE | 0.23031 | Office | GA, Bibb County | 80001_100000 | Small Packaged Unit | gen2_t8_halogen | Georgia | 17.3025 | A: Non Food-Service Buildings with Small Packaged Units | 0.00012276 | 0.00014358 | 0 | 0 | 0 | 0.00074101 | 0.00026985 | 0.00016993 | 0 | 0 | 1.9459e-05 | 0 | 2.3521e-05 | 0 | 0 | 0.00076047 | 0.00026985 | 0.00016993 | 0 | 2.3521e-05 | 0.0012238 | 20728.1849
19464 | ltg_0001 | LED Lighting | TRUE | 0.67839 | Office | GA, Bibb County | 40001_52000 | Small Packaged Unit | gen2_t8_halogen | Georgia | 19.2659 | A: Non Food-Service Buildings with Small Packaged Units | 0.00020865 | 0.0002396 | 0 | 0 | 0 | 0.0012872 | 0.00050694 | 0.00016448 | 0 | 0 | 4.1608e-05 | 0 | 5.1188e-05 | 0 | 0 | 0.0013288 | 0.00050694 | 0.00016448 | 0 | 5.1188e-05 | 0.0020514 | 31205.7104
19465 | ltg_0001 | LED Lighting | FALSE | 0.53394 | Office | GA, Bibb County | 52001_64000 | Small Packaged Unit | gen4_led | Georgia | 11.9353 | A: Non Food-Service Buildings with Small Packaged Units | 0.00010306 | 0.00013237 | 0 | 0 | 0 | 0.00048614 | 0.0002989 | 0.00013375 | 0 | 0 | 0.0003057 | 0 | 3.669e-05 | 0 | 0 | 0.00079184 | 0.0002989 | 0.00013375 | 0 | 3.669e-05 | 0.0012612 | 30968.3207
22258 | ltg_0001 | LED Lighting | TRUE | 0.39859 | Office | GA, Bibb County | 70001_80000 | Zone-by-Zone | gen3_t5_cfl | Georgia | 9.0025 | I: Non-Lodging Buildings with Zone-by-Zone Systems | 7.9326e-05 | 9.5709e-05 | 0 | 0 | 0 | 0.0002979 | 0.00020172 | 0.00015657 | 0 | 0 | 0.00022227 | 0 | 3.9831e-05 | 0 | 0 | 0.00052018 | 0.00020172 | 0.00015657 | 0 | 3.9831e-05 | 0.00091829 | 29894.5019
24953 | ltg_0001 | LED Lighting | TRUE | 0.31894 | Office | GA, Bibb County | 30001_40000 | Small Packaged Unit | gen2_t8_halogen | Georgia | 17.7777 | A: Non Food-Service Buildings with Small Packaged Units | 6.6989e-05 | 7.6168e-05 | 0 | 0 | 0 | 0.00033444 | 0.0001881 | 5.3823e-05 | 0 | 1.4353e-05 | 8.6417e-05 | 0 | 0 | 0 | 0 | 0.00042085 | 0.0001881 | 5.3823e-05 | 0 | 1.4353e-05 | 0.00067713 | 11162.7781
39679 | ltg_0001 | LED Lighting | TRUE | 0.15901 | Office | GA, Bibb County | 200001_400000 | Multizone CAV/VAV | gen2_t8_halogen | Georgia | 10.0873 | F: Buildings with Electric Resistance Multizone Systems | 0.00017726 | 0.00019566 | 0 | 0 | 0 | 0.00087257 | 0.00055534 | 0.00019707 | 0 | 1.6914e-05 | 0 | 0 | 0 | 0 | 0 | 0.00087257 | 0.00055534 | 0.00019707 | 0 | 1.6914e-05 | 0.0016419 | 47702.3883
39683 | ltg_0001 | LED Lighting | TRUE | 0.088127 | Office | GA, Bibb County | 400001_600000 | Multizone CAV/VAV | gen1_t12_incandescent | Georgia | 13.7466 | F: Buildings with Electric Resistance Multizone Systems | 0.00021898 | 0.0002463 | 0 | 0 | 0 | 0.0012385 | 0.00058734 | 0.00022699 | 0 | 1.3957e-05 | 0 | 0 | 0 | 0 | 0 | 0.0012385 | 0.00058734 | 0.00022699 | 0 | 1.3957e-05 | 0.0020668 | 44063.4998
43823 | ltg_0001 | LED Lighting | TRUE | 0.074164 | Office | GA, Bibb County | 600001_1mil | Multizone CAV/VAV | gen3_t5_cfl | Georgia | 17.3298 | D: Buildings with Hydronically Heated Multizone Systems | 0.0003252 | 0.00037527 | 0 | 0 | 0 | 0.0017388 | 0.00064491 | 0.00030682 | 0 | 0 | 0.00079605 | 0 | 2.1828e-05 | 0 | 0 | 0.0025348 | 0.00064491 | 0.00030682 | 0 | 2.1828e-05 | 0.0035084 | 59331.5127
51181 | ltg_0001 | LED Lighting | TRUE | 0.42843 | Office | GA, Bibb County | 150001_200000 | Multizone CAV/VAV | gen2_t8_halogen | Georgia | 12.5975 | D: Buildings with Hydronically Heated Multizone Systems | 0.00028547 | 0.00031927 | 0 | 0 | 0 | 0.0007711 | 0.00064699 | 0.00053692 | 0 | 3.0318e-05 | 0.0012375 | 0 | 0 | 0 | 0 | 0.0020086 | 0.00064699 | 0.00053692 | 0 | 3.0318e-05 | 0.0032228 | 74975.8941
496 | ppl_0001 | Electric Kitchen Equipment | FALSE | 81.3835 | Office | GA, Bibb County | _1000 | Small Packaged Unit | gen2_t8_halogen | Georgia | 40.2611 | A: Non Food-Service Buildings with Small Packaged Units | 0.001046 | 0.0011473 | 0 | 0 | 0 | 0.0045842 | 0.001562 | 0.0015003 | 0 | 0 | 0.0030122 | 0 | 0.00052299 | 0 | 0 | 0.0075964 | 0.001562 | 0.0015003 | 0 | 0.00052299 | 0.01118 | 81383.4507
497 | ppl_0001 | Electric Kitchen Equipment | FALSE | 38.8004 | Office | GA, Bibb County | 1001_3000 | Small Packaged Unit | gen2_t8_halogen | Georgia | 21.8194 | A: Non Food-Service Buildings with Small Packaged Units | 0.00058139 | 0.00065326 | 0 | 0 | 0 | 0.002603 | 0.0011191 | 0.0012084 | 0 | 0.00017395 | 0.000673 | 0 | 0 | 0 | 0 | 0.003276 | 0.0011191 | 0.0012084 | 0 | 0.00017395 | 0.0057775 | 77600.7566
499 | ppl_0001 | Electric Kitchen Equipment | FALSE | 11.4908 | Office | GA, Bibb County | 3001_8000 | Small Packaged Unit | gen2_t8_halogen | Georgia | 14.2576 | A: Non Food-Service Buildings with Small Packaged Units | 0.00028463 | 0.00033741 | 0 | 0 | 0 | 0.0014086 | 0.00053181 | 0.00048596 | 0 | 9.4753e-05 | 0.0005536 | 0 | 0 | 0 | 0 | 0.0019621 | 0.00053181 | 0.00048596 | 0 | 9.4753e-05 | 0.0030746 | 63199.1712
1234 | ppl_0001 | Electric Kitchen Equipment | FALSE | 4.8609 | Office | GA, Bibb County | 8001_12000 | Small Packaged Unit | gen1_t12_incandescent | Georgia | 17.4647 | A: Non Food-Service Buildings with Small Packaged Units | 0.00029257 | 0.00034519 | 0 | 0 | 0 | 0.0014429 | 0.00066634 | 0.00072379 | 0 | 6.3579e-05 | 0 | 0 | 0 | 0 | 0 | 0.0014429 | 0.00066634 | 0.00072379 | 0 | 6.3579e-05 | 0.0028967 | 48608.5001
6139 | ppl_0001 | Electric Kitchen Equipment | FALSE | 3.0393 | Office | GA, Bibb County | 12001_30000 | Small Packaged Unit | gen5_led | Georgia | 16.0147 | A: Non Food-Service Buildings with Small Packaged Units | 0.00034387 | 0.00038721 | 0 | 0 | 0 | 0.0017721 | 0.00054471 | 0.00062831 | 0 | 0 | 0.00045641 | 0 | 8.619e-05 | 0 | 0 | 0.0022285 | 0.00054471 | 0.00062831 | 0 | 8.619e-05 | 0.0034877 | 63824.8911
19460 | ppl_0001 | Electric Kitchen Equipment | FALSE | 0.35771 | Office | GA, Bibb County | 100001_150000 | Small Packaged Unit | gen4_led | Georgia | 15.1302 | A: Non Food-Service Buildings with Small Packaged Units | 0.00022186 | 0.00026954 | 0 | 0 | 0 | 0.0014332 | 0.0004678 | 0.00030134 | 0 | 0 | 6.2268e-05 | 0 | 4.375e-05 | 0 | 0 | 0.0014955 | 0.0004678 | 0.00030134 | 0 | 4.375e-05 | 0.0023084 | 44713.2426
19461 | ppl_0001 | Electric Kitchen Equipment | FALSE | 0.41758 | Office | GA, Bibb County | 64001_70000 | Small Packaged Unit | gen2_t8_halogen | Georgia | 10.2399 | A: Non Food-Service Buildings with Small Packaged Units | 8.1221e-05 | 0.00011569 | 0 | 0 | 0 | 0.00055729 | 0.00018787 | 0.00019188 | 0 | 2.5247e-05 | 1.5246e-05 | 0 | 0 | 0 | 0 | 0.00057253 | 0.00018787 | 0.00019188 | 0 | 2.5247e-05 | 0.00097754 | 27977.5753
19462 | ppl_0001 | Electric Kitchen Equipment | FALSE | 0.23031 | Office | GA, Bibb County | 80001_100000 | Small Packaged Unit | gen2_t8_halogen | Georgia | 18.8551 | A: Non Food-Service Buildings with Small Packaged Units | 0.00013402 | 0.00015691 | 0 | 0 | 0 | 0.00076474 | 0.00026985 | 0.00026056 | 0 | 0 | 1.4905e-05 | 0 | 2.3521e-05 | 0 | 0 | 0.00077964 | 0.00026985 | 0.00026056 | 0 | 2.3521e-05 | 0.0013336 | 20728.1849
19464 | ppl_0001 | Electric Kitchen Equipment | FALSE | 0.67839 | Office | GA, Bibb County | 40001_52000 | Small Packaged Unit | gen2_t8_halogen | Georgia | 20.2781 | A: Non Food-Service Buildings with Small Packaged Units | 0.00021912 | 0.00025265 | 0 | 0 | 0 | 0.0013113 | 0.00050694 | 0.00025201 | 0 | 0 | 3.7711e-05 | 0 | 5.1188e-05 | 0 | 0 | 0.001349 | 0.00050694 | 0.00025201 | 0 | 5.1188e-05 | 0.0021592 | 31205.7104
19465 | ppl_0001 | Electric Kitchen Equipment | FALSE | 0.53394 | Office | GA, Bibb County | 52001_64000 | Small Packaged Unit | gen4_led | Georgia | 11.9353 | A: Non Food-Service Buildings with Small Packaged Units | 0.00010306 | 0.00013237 | 0 | 0 | 0 | 0.00048614 | 0.0002989 | 0.00013375 | 0 | 0 | 0.0003057 | 0 | 3.669e-05 | 0 | 0 | 0.00079184 | 0.0002989 | 0.00013375 | 0 | 3.669e-05 | 0.0012612 | 30968.3207
22258 | ppl_0001 | Electric Kitchen Equipment | FALSE | 0.39859 | Office | GA, Bibb County | 70001_80000 | Zone-by-Zone | gen3_t5_cfl | Georgia | 9.0471 | I: Non-Lodging Buildings with Zone-by-Zone Systems | 7.9717e-05 | 9.6353e-05 | 0 | 0 | 0 | 0.00029884 | 0.00020172 | 0.00016213 | 0 | 0 | 0.00022034 | 0 | 3.9831e-05 | 0 | 0 | 0.00051917 | 0.00020172 | 0.00016213 | 0 | 3.9831e-05 | 0.00092285 | 29894.5019
24953 | ppl_0001 | Electric Kitchen Equipment | FALSE | 0.31894 | Office | GA, Bibb County | 30001_40000 | Small Packaged Unit | gen2_t8_halogen | Georgia | 18.2279 | A: Non Food-Service Buildings with Small Packaged Units | 6.8164e-05 | 7.8402e-05 | 0 | 0 | 0 | 0.00033805 | 0.0001881 | 7.0979e-05 | 0 | 1.4353e-05 | 8.2801e-05 | 0 | 0 | 0 | 0 | 0.00042085 | 0.0001881 | 7.0979e-05 | 0 | 1.4353e-05 | 0.00069428 | 11162.7781
39679 | ppl_0001 | Electric Kitchen Equipment | FALSE | 0.15901 | Office | GA, Bibb County | 200001_400000 | Multizone CAV/VAV | gen2_t8_halogen | Georgia | 10.5771 | F: Buildings with Electric Resistance Multizone Systems | 0.000182 | 0.00020516 | 0 | 0 | 0 | 0.00086077 | 0.00055534 | 0.00028858 | 0 | 1.6914e-05 | 0 | 0 | 0 | 0 | 0 | 0.00086077 | 0.00055534 | 0.00028858 | 0 | 1.6914e-05 | 0.0017216 | 47702.3883
39683 | ppl_0001 | Electric Kitchen Equipment | FALSE | 0.088127 | Office | GA, Bibb County | 400001_600000 | Multizone CAV/VAV | gen1_t12_incandescent | Georgia | 15.3964 | F: Buildings with Electric Resistance Multizone Systems | 0.0002398 | 0.00027586 | 0 | 0 | 0 | 0.0012535 | 0.00058734 | 0.00046007 | 0 | 1.3957e-05 | 0 | 0 | 0 | 0 | 0 | 0.0012535 | 0.00058734 | 0.00046007 | 0 | 1.3957e-05 | 0.0023149 | 44063.4998
43823 | ppl_0001 | Electric Kitchen Equipment | FALSE | 0.074164 | Office | GA, Bibb County | 600001_1mil | Multizone CAV/VAV | gen3_t5_cfl | Georgia | 17.3684 | D: Buildings with Hydronically Heated Multizone Systems | 0.00032584 | 0.00037664 | 0 | 0 | 0 | 0.0017405 | 0.00064491 | 0.00032125 | 0 | 0 | 0.00078771 | 0 | 2.1828e-05 | 0 | 0 | 0.0025282 | 0.00064491 | 0.00032125 | 0 | 2.1828e-05 | 0.0035162 | 59331.5127
51181 | ppl_0001 | Electric Kitchen Equipment | FALSE | 0.42843 | Office | GA, Bibb County | 150001_200000 | Multizone CAV/VAV | gen2_t8_halogen | Georgia | 13.0935 | D: Buildings with Hydronically Heated Multizone Systems | 0.00030167 | 0.00034208 | 0 | 0 | 0 | 0.000797 | 0.00064699 | 0.00078482 | 0 | 3.0318e-05 | 0.0010906 | 0 | 0 | 0 | 0 | 0.0018876 | 0.00064699 | 0.00078482 | 0 | 3.0318e-05 | 0.0033497 | 74975.8941
496 | dr_0001 | Demand Flexibility, Thermostat Control, Load Shed for Daily Bldg Peak Reduction | TRUE | 81.3835 | Office | GA, Bibb County | _1000 | Small Packaged Unit | gen2_t8_halogen | Georgia | 39.8056 | A: Non Food-Service Buildings with Small Packaged Units | 0.0010412 | 0.0011333 | 0 | 0 | 0 | 0.0044786 | 0.001562 | 0.0015003 | 0 | 0 | 0.0029898 | 0 | 0.00052299 | 0 | 0 | 0.0074684 | 0.001562 | 0.0015003 | 0 | 0.00052299 | 0.011054 | 81383.4507
497 | dr_0001 | Demand Flexibility, Thermostat Control, Load Shed for Daily Bldg Peak Reduction | TRUE | 38.8004 | Office | GA, Bibb County | 1001_3000 | Small Packaged Unit | gen2_t8_halogen | Georgia | 21.6042 | A: Non Food-Service Buildings with Small Packaged Units | 0.0005789 | 0.00064655 | 0 | 0 | 0 | 0.0025475 | 0.0011191 | 0.0012084 | 0 | 0.00017395 | 0.00067152 | 0 | 0 | 0 | 0 | 0.003219 | 0.0011191 | 0.0012084 | 0 | 0.00017395 | 0.0057205 | 77600.7566
499 | dr_0001 | Demand Flexibility, Thermostat Control, Load Shed for Daily Bldg Peak Reduction | TRUE | 11.4908 | Office | GA, Bibb County | 3001_8000 | Small Packaged Unit | gen2_t8_halogen | Georgia | 14.1338 | A: Non Food-Service Buildings with Small Packaged Units | 0.00028307 | 0.00033425 | 0 | 0 | 0 | 0.0013824 | 0.00053181 | 0.00048596 | 0 | 9.4753e-05 | 0.00055305 | 0 | 0 | 0 | 0 | 0.0019355 | 0.00053181 | 0.00048596 | 0 | 9.4753e-05 | 0.0030479 | 63199.1712
1234 | dr_0001 | Demand Flexibility, Thermostat Control, Load Shed for Daily Bldg Peak Reduction | TRUE | 4.8609 | Office | GA, Bibb County | 8001_12000 | Small Packaged Unit | gen1_t12_incandescent | Georgia | 16.8942 | A: Non Food-Service Buildings with Small Packaged Units | 0.00028727 | 0.00033392 | 0 | 0 | 0 | 0.0013483 | 0.00066634 | 0.00072379 | 0 | 6.3579e-05 | 0 | 0 | 0 | 0 | 0 | 0.0013483 | 0.00066634 | 0.00072379 | 0 | 6.3579e-05 | 0.0028021 | 48608.5001
6139 | dr_0001 | Demand Flexibility, Thermostat Control, Load Shed for Daily Bldg Peak Reduction | TRUE | 3.0393 | Office | GA, Bibb County | 12001_30000 | Small Packaged Unit | gen5_led | Georgia | 15.882 | A: Non Food-Service Buildings with Small Packaged Units | 0.00034582 | 0.00038388 | 0 | 0 | 0 | 0.0017454 | 0.00054471 | 0.00062831 | 0 | 0 | 0.0004542 | 0 | 8.619e-05 | 0 | 0 | 0.0021996 | 0.00054471 | 0.00062831 | 0 | 8.619e-05 | 0.0034588 | 63824.8911
19460 | dr_0001 | Demand Flexibility, Thermostat Control, Load Shed for Daily Bldg Peak Reduction | TRUE | 0.35771 | Office | GA, Bibb County | 100001_150000 | Small Packaged Unit | gen4_led | Georgia | 15.0249 | A: Non Food-Service Buildings with Small Packaged Units | 0.00022224 | 0.00026765 | 0 | 0 | 0 | 0.0014177 | 0.0004678 | 0.00030134 | 0 | 0 | 6.1763e-05 | 0 | 4.375e-05 | 0 | 0 | 0.0014794 | 0.0004678 | 0.00030134 | 0 | 4.375e-05 | 0.0022923 | 44713.2426
19461 | dr_0001 | Demand Flexibility, Thermostat Control, Load Shed for Daily Bldg Peak Reduction | TRUE | 0.41758 | Office | GA, Bibb County | 64001_70000 | Small Packaged Unit | gen2_t8_halogen | Georgia | 10.1371 | A: Non Food-Service Buildings with Small Packaged Units | 8.1239e-05 | 0.00011453 | 0 | 0 | 0 | 0.00054763 | 0.00018787 | 0.00019188 | 0 | 2.5247e-05 | 1.5099e-05 | 0 | 0 | 0 | 0 | 0.00056272 | 0.00018787 | 0.00019188 | 0 | 2.5247e-05 | 0.00096772 | 27977.5753
19462 | dr_0001 | Demand Flexibility, Thermostat Control, Load Shed for Daily Bldg Peak Reduction | TRUE | 0.23031 | Office | GA, Bibb County | 80001_100000 | Small Packaged Unit | gen2_t8_halogen | Georgia | 18.7663 | A: Non Food-Service Buildings with Small Packaged Units | 0.00013416 | 0.00015617 | 0 | 0 | 0 | 0.00075867 | 0.00026985 | 0.00026056 | 0 | 0 | 1.4691e-05 | 0 | 2.3519e-05 | 0 | 0 | 0.00077336 | 0.00026985 | 0.00026056 | 0 | 2.3519e-05 | 0.0013273 | 20728.1849
19464 | dr_0001 | Demand Flexibility, Thermostat Control, Load Shed for Daily Bldg Peak Reduction | TRUE | 0.67839 | Office | GA, Bibb County | 40001_52000 | Small Packaged Unit | gen2_t8_halogen | Georgia | 20.0557 | A: Non Food-Service Buildings with Small Packaged Units | 0.00022072 | 0.00024988 | 0 | 0 | 0 | 0.0012886 | 0.00050694 | 0.00025201 | 0 | 0 | 3.6798e-05 | 0 | 5.1188e-05 | 0 | 0 | 0.0013254 | 0.00050694 | 0.00025201 | 0 | 5.1188e-05 | 0.0021355 | 31205.7104
19465 | dr_0001 | Demand Flexibility, Thermostat Control, Load Shed for Daily Bldg Peak Reduction | TRUE | 0.53394 | Office | GA, Bibb County | 52001_64000 | Small Packaged Unit | gen4_led | Georgia | 11.7976 | A: Non Food-Service Buildings with Small Packaged Units | 0.00010251 | 0.00013076 | 0 | 0 | 0 | 0.00047396 | 0.0002989 | 0.00013375 | 0 | 0 | 0.00030333 | 0 | 3.669e-05 | 0 | 0 | 0.0007773 | 0.0002989 | 0.00013375 | 0 | 3.669e-05 | 0.0012466 | 30968.3207
22258 | dr_0001 | Demand Flexibility, Thermostat Control, Load Shed for Daily Bldg Peak Reduction | TRUE | 0.39859 | Office | GA, Bibb County | 70001_80000 | Zone-by-Zone | gen3_t5_cfl | Georgia | 9.046 | I: Non-Lodging Buildings with Zone-by-Zone Systems | 8.0393e-05 | 9.6351e-05 | 0 | 0 | 0 | 0.00029894 | 0.00020172 | 0.00016213 | 0 | 0 | 0.00022011 | 0 | 3.9831e-05 | 0 | 0 | 0.00051905 | 0.00020172 | 0.00016213 | 0 | 3.9831e-05 | 0.00092273 | 29894.5019
24953 | dr_0001 | Demand Flexibility, Thermostat Control, Load Shed for Daily Bldg Peak Reduction | TRUE | 0.31894 | Office | GA, Bibb County | 30001_40000 | Small Packaged Unit | gen2_t8_halogen | Georgia | 18.0046 | A: Non Food-Service Buildings with Small Packaged Units | 6.8007e-05 | 7.7505e-05 | 0 | 0 | 0 | 0.00033178 | 0.0001881 | 7.0979e-05 | 0 | 1.4356e-05 | 8.0561e-05 | 0 | 0 | 0 | 0 | 0.00041234 | 0.0001881 | 7.0979e-05 | 0 | 1.4356e-05 | 0.00068578 | 11162.7781
39679 | dr_0001 | Demand Flexibility, Thermostat Control, Load Shed for Daily Bldg Peak Reduction | TRUE | 0.15901 | Office | GA, Bibb County | 200001_400000 | Multizone CAV/VAV | gen2_t8_halogen | Georgia | 10.5444 | F: Buildings with Electric Resistance Multizone Systems | 0.00018126 | 0.00020453 | 0 | 0 | 0 | 0.00085545 | 0.00055534 | 0.00028858 | 0 | 1.6914e-05 | 0 | 0 | 0 | 0 | 0 | 0.00085545 | 0.00055534 | 0.00028858 | 0 | 1.6914e-05 | 0.0017163 | 47702.3883
39683 | dr_0001 | Demand Flexibility, Thermostat Control, Load Shed for Daily Bldg Peak Reduction | TRUE | 0.088127 | Office | GA, Bibb County | 400001_600000 | Multizone CAV/VAV | gen1_t12_incandescent | Georgia | 15.2997 | F: Buildings with Electric Resistance Multizone Systems | 0.00023838 | 0.00027413 | 0 | 0 | 0 | 0.001239 | 0.00058734 | 0.00046007 | 0 | 1.3957e-05 | 0 | 0 | 0 | 0 | 0 | 0.001239 | 0.00058734 | 0.00046007 | 0 | 1.3957e-05 | 0.0023003 | 44063.4998
43823 | dr_0001 | Demand Flexibility, Thermostat Control, Load Shed for Daily Bldg Peak Reduction | TRUE | 0.074164 | Office | GA, Bibb County | 600001_1mil | Multizone CAV/VAV | gen3_t5_cfl | Georgia | 17.3291 | D: Buildings with Hydronically Heated Multizone Systems | 0.00032549 | 0.00037575 | 0 | 0 | 0 | 0.0017337 | 0.00064491 | 0.00032125 | 0 | 0 | 0.00078654 | 0 | 2.1828e-05 | 0 | 0 | 0.0025202 | 0.00064491 | 0.00032125 | 0 | 2.1828e-05 | 0.0035082 | 59331.5127
51181 | dr_0001 | Demand Flexibility, Thermostat Control, Load Shed for Daily Bldg Peak Reduction | TRUE | 0.42843 | Office | GA, Bibb County | 150001_200000 | Multizone CAV/VAV | gen2_t8_halogen | Georgia | 13.0971 | D: Buildings with Hydronically Heated Multizone Systems | 0.00030233 | 0.0003422 | 0 | 0 | 0 | 0.00079805 | 0.00064699 | 0.00078482 | 0 | 3.0318e-05 | 0.0010904 | 0 | 0 | 0 | 0 | 0.0018885 | 0.00064699 | 0.00078482 | 0 | 3.0318e-05 | 0.0033506 | 74975.8941
496 | dr_0002 | Demand Flexibility, Thermostat Control, Load Shift for Daily Bldg Peak Reduction | TRUE | 81.3835 | Office | GA, Bibb County | _1000 | Small Packaged Unit | gen2_t8_halogen | Georgia | 40.375 | A: Non Food-Service Buildings with Small Packaged Units | 0.0010473 | 0.0011506 | 0 | 0 | 0 | 0.0046066 | 0.001562 | 0.0015003 | 0 | 0 | 0.0030199 | 0 | 0.00052299 | 0 | 0 | 0.0076265 | 0.001562 | 0.0015003 | 0 | 0.00052299 | 0.011212 | 81383.4507
497 | dr_0002 | Demand Flexibility, Thermostat Control, Load Shift for Daily Bldg Peak Reduction | TRUE | 38.8004 | Office | GA, Bibb County | 1001_3000 | Small Packaged Unit | gen2_t8_halogen | Georgia | 21.8583 | A: Non Food-Service Buildings with Small Packaged Units | 0.00058211 | 0.00065447 | 0 | 0 | 0 | 0.0026129 | 0.0011191 | 0.0012084 | 0 | 0.00017395 | 0.000673 | 0 | 0 | 0 | 0 | 0.0032859 | 0.0011191 | 0.0012084 | 0 | 0.00017395 | 0.0057878 | 77600.7566
499 | dr_0002 | Demand Flexibility, Thermostat Control, Load Shift for Daily Bldg Peak Reduction | TRUE | 11.4908 | Office | GA, Bibb County | 3001_8000 | Small Packaged Unit | gen2_t8_halogen | Georgia | 14.2803 | A: Non Food-Service Buildings with Small Packaged Units | 0.00028616 | 0.00033799 | 0 | 0 | 0 | 0.0014135 | 0.00053181 | 0.00048596 | 0 | 9.4753e-05 | 0.00055371 | 0 | 0 | 0 | 0 | 0.0019672 | 0.00053181 | 0.00048596 | 0 | 9.4753e-05 | 0.0030795 | 63199.1712
1234 | dr_0002 | Demand Flexibility, Thermostat Control, Load Shift for Daily Bldg Peak Reduction | TRUE | 4.8609 | Office | GA, Bibb County | 8001_12000 | Small Packaged Unit | gen1_t12_incandescent | Georgia | 17.5047 | A: Non Food-Service Buildings with Small Packaged Units | 0.0002928 | 0.00034598 | 0 | 0 | 0 | 0.0014496 | 0.00066634 | 0.00072379 | 0 | 6.3579e-05 | 0 | 0 | 0 | 0 | 0 | 0.0014496 | 0.00066634 | 0.00072379 | 0 | 6.3579e-05 | 0.0029033 | 48608.5001
6139 | dr_0002 | Demand Flexibility, Thermostat Control, Load Shift for Daily Bldg Peak Reduction | TRUE | 3.0393 | Office | GA, Bibb County | 12001_30000 | Small Packaged Unit | gen5_led | Georgia | 16.064 | A: Non Food-Service Buildings with Small Packaged Units | 0.0003452 | 0.00038847 | 0 | 0 | 0 | 0.0017824 | 0.00054471 | 0.00062831 | 0 | 0 | 0.00045685 | 0 | 8.619e-05 | 0 | 0 | 0.0022392 | 0.00054471 | 0.00062831 | 0 | 8.619e-05 | 0.0034984 | 63824.8911
19460 | dr_0002 | Demand Flexibility, Thermostat Control, Load Shift for Daily Bldg Peak Reduction | TRUE | 0.35771 | Office | GA, Bibb County | 100001_150000 | Small Packaged Unit | gen4_led | Georgia | 15.1391 | A: Non Food-Service Buildings with Small Packaged Units | 0.00022235 | 0.0002697 | 0 | 0 | 0 | 0.0014346 | 0.0004678 | 0.00030134 | 0 | 0 | 6.2275e-05 | 0 | 4.375e-05 | 0 | 0 | 0.0014969 | 0.0004678 | 0.00030134 | 0 | 4.375e-05 | 0.0023097 | 44713.2426
19461 | dr_0002 | Demand Flexibility, Thermostat Control, Load Shift for Daily Bldg Peak Reduction | TRUE | 0.41758 | Office | GA, Bibb County | 64001_70000 | Small Packaged Unit | gen2_t8_halogen | Georgia | 10.2515 | A: Non Food-Service Buildings with Small Packaged Units | 8.1554e-05 | 0.00011582 | 0 | 0 | 0 | 0.0005584 | 0.00018787 | 0.00019188 | 0 | 2.5247e-05 | 1.5246e-05 | 0 | 0 | 0 | 0 | 0.00057364 | 0.00018787 | 0.00019188 | 0 | 2.5247e-05 | 0.00097865 | 27977.5753
19462 | dr_0002 | Demand Flexibility, Thermostat Control, Load Shift for Daily Bldg Peak Reduction | TRUE | 0.23031 | Office | GA, Bibb County | 80001_100000 | Small Packaged Unit | gen2_t8_halogen | Georgia | 18.9028 | A: Non Food-Service Buildings with Small Packaged Units | 0.00013496 | 0.00015731 | 0 | 0 | 0 | 0.00076811 | 0.00026985 | 0.00026056 | 0 | 0 | 1.4912e-05 | 0 | 2.3519e-05 | 0 | 0 | 0.00078302 | 0.00026985 | 0.00026056 | 0 | 2.3519e-05 | 0.0013369 | 20728.1849
19464 | dr_0002 | Demand Flexibility, Thermostat Control, Load Shift for Daily Bldg Peak Reduction | TRUE | 0.67839 | Office | GA, Bibb County | 40001_52000 | Small Packaged Unit | gen2_t8_halogen | Georgia | 20.3489 | A: Non Food-Service Buildings with Small Packaged Units | 0.00021972 | 0.00025354 | 0 | 0 | 0 | 0.0013186 | 0.00050694 | 0.00025201 | 0 | 0 | 3.7955e-05 | 0 | 5.1188e-05 | 0 | 0 | 0.0013566 | 0.00050694 | 0.00025201 | 0 | 5.1188e-05 | 0.0021667 | 31205.7104
19465 | dr_0002 | Demand Flexibility, Thermostat Control, Load Shift for Daily Bldg Peak Reduction | TRUE | 0.53394 | Office | GA, Bibb County | 52001_64000 | Small Packaged Unit | gen4_led | Georgia | 11.9416 | A: Non Food-Service Buildings with Small Packaged Units | 0.00010309 | 0.00013244 | 0 | 0 | 0 | 0.00048675 | 0.0002989 | 0.00013375 | 0 | 0 | 0.00030576 | 0 | 3.669e-05 | 0 | 0 | 0.00079251 | 0.0002989 | 0.00013375 | 0 | 3.669e-05 | 0.0012618 | 30968.3207
22258 | dr_0002 | Demand Flexibility, Thermostat Control, Load Shift for Daily Bldg Peak Reduction | TRUE | 0.39859 | Office | GA, Bibb County | 70001_80000 | Zone-by-Zone | gen3_t5_cfl | Georgia | 9.083 | I: Non-Lodging Buildings with Zone-by-Zone Systems | 8.0454e-05 | 9.6787e-05 | 0 | 0 | 0 | 0.00030245 | 0.00020172 | 0.00016213 | 0 | 0 | 0.00022038 | 0 | 3.9831e-05 | 0 | 0 | 0.00052283 | 0.00020172 | 0.00016213 | 0 | 3.9831e-05 | 0.0009265 | 29894.5019
24953 | dr_0002 | Demand Flexibility, Thermostat Control, Load Shift for Daily Bldg Peak Reduction | TRUE | 0.31894 | Office | GA, Bibb County | 30001_40000 | Small Packaged Unit | gen2_t8_halogen | Georgia | 18.2584 | A: Non Food-Service Buildings with Small Packaged Units | 6.8263e-05 | 7.8523e-05 | 0 | 0 | 0 | 0.00033889 | 0.0001881 | 7.0979e-05 | 0 | 1.4353e-05 | 8.3119e-05 | 0 | 0 | 0 | 0 | 0.00042201 | 0.0001881 | 7.0979e-05 | 0 | 1.4353e-05 | 0.00069544 | 11162.7781
39679 | dr_0002 | Demand Flexibility, Thermostat Control, Load Shift for Daily Bldg Peak Reduction | TRUE | 0.15901 | Office | GA, Bibb County | 200001_400000 | Multizone CAV/VAV | gen2_t8_halogen | Georgia | 10.5831 | F: Buildings with Electric Resistance Multizone Systems | 0.00018228 | 0.00020528 | 0 | 0 | 0 | 0.00086175 | 0.00055534 | 0.00028858 | 0 | 1.6914e-05 | 0 | 0 | 0 | 0 | 0 | 0.00086175 | 0.00055534 | 0.00028858 | 0 | 1.6914e-05 | 0.0017226 | 47702.3883
39683 | dr_0002 | Demand Flexibility, Thermostat Control, Load Shift for Daily Bldg Peak Reduction | TRUE | 0.088127 | Office | GA, Bibb County | 400001_600000 | Multizone CAV/VAV | gen1_t12_incandescent | Georgia | 15.4182 | F: Buildings with Electric Resistance Multizone Systems | 0.0002403 | 0.00027625 | 0 | 0 | 0 | 0.0012568 | 0.00058734 | 0.00046007 | 0 | 1.3957e-05 | 0 | 0 | 0 | 0 | 0 | 0.0012568 | 0.00058734 | 0.00046007 | 0 | 1.3957e-05 | 0.0023181 | 44063.4998
43823 | dr_0002 | Demand Flexibility, Thermostat Control, Load Shift for Daily Bldg Peak Reduction | TRUE | 0.074164 | Office | GA, Bibb County | 600001_1mil | Multizone CAV/VAV | gen3_t5_cfl | Georgia | 17.3702 | D: Buildings with Hydronically Heated Multizone Systems | 0.00032586 | 0.00037667 | 0 | 0 | 0 | 0.0017408 | 0.00064491 | 0.00032125 | 0 | 0 | 0.00078776 | 0 | 2.1828e-05 | 0 | 0 | 0.0025286 | 0.00064491 | 0.00032125 | 0 | 2.1828e-05 | 0.0035165 | 59331.5127
51181 | dr_0002 | Demand Flexibility, Thermostat Control, Load Shift for Daily Bldg Peak Reduction | TRUE | 0.42843 | Office | GA, Bibb County | 150001_200000 | Multizone CAV/VAV | gen2_t8_halogen | Georgia | 13.1418 | D: Buildings with Hydronically Heated Multizone Systems | 0.00030393 | 0.0003435 | 0 | 0 | 0 | 0.00080835 | 0.00064699 | 0.00078482 | 0 | 3.0318e-05 | 0.0010916 | 0 | 0 | 0 | 0 | 0.0018999 | 0.00064699 | 0.00078482 | 0 | 3.0318e-05 | 0.003362 | 74975.8941
496 | dr_0003 | Demand Flexibility, Lighting Control, Load Shed for Daily Bldg Peak Reduction | TRUE | 81.3835 | Office | GA, Bibb County | _1000 | Small Packaged Unit | gen2_t8_halogen | Georgia | 40.025 | A: Non Food-Service Buildings with Small Packaged Units | 0.0010403 | 0.0011385 | 0 | 0 | 0 | 0.0045719 | 0.001562 | 0.0014286 | 0 | 0 | 0.0030299 | 0 | 0.00052299 | 0 | 0 | 0.0076018 | 0.001562 | 0.0014286 | 0 | 0.00052299 | 0.011115 | 81383.4507
497 | dr_0003 | Demand Flexibility, Lighting Control, Load Shed for Daily Bldg Peak Reduction | TRUE | 38.8004 | Office | GA, Bibb County | 1001_3000 | Small Packaged Unit | gen2_t8_halogen | Georgia | 21.5792 | A: Non Food-Service Buildings with Small Packaged Units | 0.00057498 | 0.00064463 | 0 | 0 | 0 | 0.0025912 | 0.0011191 | 0.0011371 | 0 | 0.00017395 | 0.00069249 | 0 | 0 | 0 | 0 | 0.0032837 | 0.0011191 | 0.0011371 | 0 | 0.00017395 | 0.0057138 | 77600.7566
499 | dr_0003 | Demand Flexibility, Lighting Control, Load Shed for Daily Bldg Peak Reduction | TRUE | 11.4908 | Office | GA, Bibb County | 3001_8000 | Small Packaged Unit | gen2_t8_halogen | Georgia | 14.049 | A: Non Food-Service Buildings with Small Packaged Units | 0.00028122 | 0.00033098 | 0 | 0 | 0 | 0.0013985 | 0.00053181 | 0.00043064 | 0 | 9.4753e-05 | 0.00057396 | 0 | 0 | 0 | 0 | 0.0019725 | 0.00053181 | 0.00043064 | 0 | 9.4753e-05 | 0.0030296 | 63199.1712
1234 | dr_0003 | Demand Flexibility, Lighting Control, Load Shed for Daily Bldg Peak Reduction | TRUE | 4.8609 | Office | GA, Bibb County | 8001_12000 | Small Packaged Unit | gen1_t12_incandescent | Georgia | 17.145 | A: Non Food-Service Buildings with Small Packaged Units | 0.00028951 | 0.00033887 | 0 | 0 | 0 | 0.0014436 | 0.00066634 | 0.00067012 | 0 | 6.3579e-05 | 0 | 0 | 0 | 0 | 0 | 0.0014436 | 0.00066634 | 0.00067012 | 0 | 6.3579e-05 | 0.0028437 | 48608.5001
6139 | dr_0003 | Demand Flexibility, Lighting Control, Load Shed for Daily Bldg Peak Reduction | TRUE | 3.0393 | Office | GA, Bibb County | 12001_30000 | Small Packaged Unit | gen5_led | Georgia | 15.8671 | A: Non Food-Service Buildings with Small Packaged Units | 0.00034186 | 0.00038297 | 0 | 0 | 0 | 0.0017653 | 0.00054471 | 0.00059512 | 0 | 0 | 0.00046416 | 0 | 8.619e-05 | 0 | 0 | 0.0022295 | 0.00054471 | 0.00059512 | 0 | 8.619e-05 | 0.0034555 | 63824.8911
19460 | dr_0003 | Demand Flexibility, Lighting Control, Load Shed for Daily Bldg Peak Reduction | TRUE | 0.35771 | Office | GA, Bibb County | 100001_150000 | Small Packaged Unit | gen4_led | Georgia | 14.9392 | A: Non Food-Service Buildings with Small Packaged Units | 0.00021994 | 0.00026596 | 0 | 0 | 0 | 0.0014275 | 0.0004678 | 0.00027592 | 0 | 0 | 6.4258e-05 | 0 | 4.3746e-05 | 0 | 0 | 0.0014918 | 0.0004678 | 0.00027592 | 0 | 4.3746e-05 | 0.0022792 | 44713.2426
19461 | dr_0003 | Demand Flexibility, Lighting Control, Load Shed for Daily Bldg Peak Reduction | TRUE | 0.41758 | Office | GA, Bibb County | 64001_70000 | Small Packaged Unit | gen2_t8_halogen | Georgia | 9.9249 | A: Non Food-Service Buildings with Small Packaged Units | 7.8872e-05 | 0.00011205 | 0 | 0 | 0 | 0.00055071 | 0.00018787 | 0.00016725 | 0 | 2.5247e-05 | 1.6378e-05 | 0 | 0 | 0 | 0 | 0.00056709 | 0.00018787 | 0.00016725 | 0 | 2.5247e-05 | 0.00094746 | 27977.5753
19462 | dr_0003 | Demand Flexibility, Lighting Control, Load Shed for Daily Bldg Peak Reduction | TRUE | 0.23031 | Office | GA, Bibb County | 80001_100000 | Small Packaged Unit | gen2_t8_halogen | Georgia | 18.541 | A: Non Food-Service Buildings with Small Packaged Units | 0.00013216 | 0.00015421 | 0 | 0 | 0 | 0.00075996 | 0.00026985 | 0.0002422 | 0 | 0 | 1.5833e-05 | 0 | 2.3521e-05 | 0 | 0 | 0.00077579 | 0.00026985 | 0.0002422 | 0 | 2.3521e-05 | 0.0013114 | 20728.1849
19464 | dr_0003 | Demand Flexibility, Lighting Control, Load Shed for Daily Bldg Peak Reduction | TRUE | 0.67839 | Office | GA, Bibb County | 40001_52000 | Small Packaged Unit | gen2_t8_halogen | Georgia | 19.9591 | A: Non Food-Service Buildings with Small Packaged Units | 0.00021672 | 0.00024855 | 0 | 0 | 0 | 0.0013037 | 0.00050694 | 0.00022467 | 0 | 0 | 3.8766e-05 | 0 | 5.1188e-05 | 0 | 0 | 0.0013424 | 0.00050694 | 0.00022467 | 0 | 5.1188e-05 | 0.0021252 | 31205.7104
19465 | dr_0003 | Demand Flexibility, Lighting Control, Load Shed for Daily Bldg Peak Reduction | TRUE | 0.53394 | Office | GA, Bibb County | 52001_64000 | Small Packaged Unit | gen4_led | Georgia | 11.7784 | A: Non Food-Service Buildings with Small Packaged Units | 0.00010206 | 0.00013022 | 0 | 0 | 0 | 0.00048314 | 0.0002989 | 0.00011699 | 0 | 0 | 0.00030888 | 0 | 3.669e-05 | 0 | 0 | 0.00079203 | 0.0002989 | 0.00011699 | 0 | 3.669e-05 | 0.0012446 | 30968.3207
22258 | dr_0003 | Demand Flexibility, Lighting Control, Load Shed for Daily Bldg Peak Reduction | TRUE | 0.39859 | Office | GA, Bibb County | 70001_80000 | Zone-by-Zone | gen3_t5_cfl | Georgia | 8.9274 | I: Non-Lodging Buildings with Zone-by-Zone Systems | 7.8896e-05 | 9.4598e-05 | 0 | 0 | 0 | 0.00029661 | 0.00020172 | 0.00014641 | 0 | 0 | 0.00022607 | 0 | 3.9831e-05 | 0 | 0 | 0.00052268 | 0.00020172 | 0.00014641 | 0 | 3.9831e-05 | 0.00091063 | 29894.5019
24953 | dr_0003 | Demand Flexibility, Lighting Control, Load Shed for Daily Bldg Peak Reduction | TRUE | 0.31894 | Office | GA, Bibb County | 30001_40000 | Small Packaged Unit | gen2_t8_halogen | Georgia | 18.0075 | A: Non Food-Service Buildings with Small Packaged Units | 6.7639e-05 | 7.732e-05 | 0 | 0 | 0 | 0.0003363 | 0.0001881 | 6.2777e-05 | 0 | 1.4353e-05 | 8.4361e-05 | 0 | 0 | 0 | 0 | 0.00042066 | 0.0001881 | 6.2777e-05 | 0 | 1.4353e-05 | 0.00068589 | 11162.7781
39679 | dr_0003 | Demand Flexibility, Lighting Control, Load Shed for Daily Bldg Peak Reduction | TRUE | 0.15901 | Office | GA, Bibb County | 200001_400000 | Multizone CAV/VAV | gen2_t8_halogen | Georgia | 10.3961 | F: Buildings with Electric Resistance Multizone Systems | 0.00017996 | 0.00020165 | 0 | 0 | 0 | 0.00086526 | 0.00055534 | 0.00025462 | 0 | 1.6914e-05 | 0 | 0 | 0 | 0 | 0 | 0.00086526 | 0.00055534 | 0.00025462 | 0 | 1.6914e-05 | 0.0016921 | 47702.3883
39683 | dr_0003 | Demand Flexibility, Lighting Control, Load Shed for Daily Bldg Peak Reduction | TRUE | 0.088127 | Office | GA, Bibb County | 400001_600000 | Multizone CAV/VAV | gen1_t12_incandescent | Georgia | 14.9977 | F: Buildings with Electric Resistance Multizone Systems | 0.0002343 | 0.00026871 | 0 | 0 | 0 | 0.0012468 | 0.00058734 | 0.00040681 | 0 | 1.3957e-05 | 0 | 0 | 0 | 0 | 0 | 0.0012468 | 0.00058734 | 0.00040681 | 0 | 1.3957e-05 | 0.0022549 | 44063.4998
43823 | dr_0003 | Demand Flexibility, Lighting Control, Load Shed for Daily Bldg Peak Reduction | TRUE | 0.074164 | Office | GA, Bibb County | 600001_1mil | Multizone CAV/VAV | gen3_t5_cfl | Georgia | 17.2838 | D: Buildings with Hydronically Heated Multizone Systems | 0.00032485 | 0.00037361 | 0 | 0 | 0 | 0.0017368 | 0.00064491 | 0.00028908 | 0 | 0 | 0.00080648 | 0 | 2.1828e-05 | 0 | 0 | 0.0025433 | 0.00064491 | 0.00028908 | 0 | 2.1828e-05 | 0.0034991 | 59331.5127
51181 | dr_0003 | Demand Flexibility, Lighting Control, Load Shed for Daily Bldg Peak Reduction | TRUE | 0.42843 | Office | GA, Bibb County | 150001_200000 | Multizone CAV/VAV | gen2_t8_halogen | Georgia | 12.9438 | D: Buildings with Hydronically Heated Multizone Systems | 0.0002988 | 0.00033566 | 0 | 0 | 0 | 0.00079016 | 0.00064699 | 0.00071791 | 0 | 3.0318e-05 | 0.001126 | 0 | 0 | 0 | 0 | 0.0019162 | 0.00064699 | 0.00071791 | 0 | 3.0318e-05 | 0.0033114 | 74975.8941
496 | dr_0004 | Demand Flexibility, Lighting Control, Load Shed for Daily GHG Emission Reduction | TRUE | 81.3835 | Office | GA, Bibb County | _1000 | Small Packaged Unit | gen2_t8_halogen | Georgia | 40.0583 | A: Non Food-Service Buildings with Small Packaged Units | 0.0010378 | 0.0011396 | 0 | 0 | 0 | 0.0045734 | 0.001562 | 0.0014347 | 0 | 0 | 0.0030307 | 0 | 0.00052299 | 0 | 0 | 0.0076041 | 0.001562 | 0.0014347 | 0 | 0.00052299 | 0.011124 | 81383.4507
497 | dr_0004 | Demand Flexibility, Lighting Control, Load Shed for Daily GHG Emission Reduction | TRUE | 38.8004 | Office | GA, Bibb County | 1001_3000 | Small Packaged Unit | gen2_t8_halogen | Georgia | 21.5889 | A: Non Food-Service Buildings with Small Packaged Units | 0.00057083 | 0.00064503 | 0 | 0 | 0 | 0.0025931 | 0.0011191 | 0.0011393 | 0 | 0.00017395 | 0.00069138 | 0 | 0 | 0 | 0 | 0.0032844 | 0.0011191 | 0.0011393 | 0 | 0.00017395 | 0.0057164 | 77600.7566
499 | dr_0004 | Demand Flexibility, Lighting Control, Load Shed for Daily GHG Emission Reduction | TRUE | 11.4908 | Office | GA, Bibb County | 3001_8000 | Small Packaged Unit | gen2_t8_halogen | Georgia | 14.1374 | A: Non Food-Service Buildings with Small Packaged Units | 0.0002816 | 0.00033355 | 0 | 0 | 0 | 0.0014022 | 0.00053181 | 0.00045166 | 0 | 9.4753e-05 | 0.00056819 | 0 | 0 | 0 | 0 | 0.0019704 | 0.00053181 | 0.00045166 | 0 | 9.4753e-05 | 0.0030486 | 63199.1712
1234 | dr_0004 | Demand Flexibility, Lighting Control, Load Shed for Daily GHG Emission Reduction | TRUE | 4.8609 | Office | GA, Bibb County | 8001_12000 | Small Packaged Unit | gen1_t12_incandescent | Georgia | 17.1281 | A: Non Food-Service Buildings with Small Packaged Units | 0.00028627 | 0.00033854 | 0 | 0 | 0 | 0.0014438 | 0.00066634 | 0.00066712 | 0 | 6.3579e-05 | 0 | 0 | 0 | 0 | 0 | 0.0014438 | 0.00066634 | 0.00066712 | 0 | 6.3579e-05 | 0.0028408 | 48608.5001
6139 | dr_0004 | Demand Flexibility, Lighting Control, Load Shed for Daily GHG Emission Reduction | TRUE | 3.0393 | Office | GA, Bibb County | 12001_30000 | Small Packaged Unit | gen5_led | Georgia | 15.8811 | A: Non Food-Service Buildings with Small Packaged Units | 0.00033923 | 0.00038323 | 0 | 0 | 0 | 0.0017658 | 0.00054471 | 0.00059578 | 0 | 0 | 0.00046612 | 0 | 8.619e-05 | 0 | 0 | 0.0022319 | 0.00054471 | 0.00059578 | 0 | 8.619e-05 | 0.0034586 | 63824.8911
19460 | dr_0004 | Demand Flexibility, Lighting Control, Load Shed for Daily GHG Emission Reduction | TRUE | 0.35771 | Office | GA, Bibb County | 100001_150000 | Small Packaged Unit | gen4_led | Georgia | 14.9507 | A: Non Food-Service Buildings with Small Packaged Units | 0.00021835 | 0.0002662 | 0 | 0 | 0 | 0.0014279 | 0.0004678 | 0.00027798 | 0 | 0 | 6.3573e-05 | 0 | 4.375e-05 | 0 | 0 | 0.0014915 | 0.0004678 | 0.00027798 | 0 | 4.375e-05 | 0.002281 | 44713.2426
19461 | dr_0004 | Demand Flexibility, Lighting Control, Load Shed for Daily GHG Emission Reduction | TRUE | 0.41758 | Office | GA, Bibb County | 64001_70000 | Small Packaged Unit | gen2_t8_halogen | Georgia | 9.9948 | A: Non Food-Service Buildings with Small Packaged Units | 7.8586e-05 | 0.00011284 | 0 | 0 | 0 | 0.00055233 | 0.00018787 | 0.00017223 | 0 | 2.5247e-05 | 1.6465e-05 | 0 | 0 | 0 | 0 | 0.00056879 | 0.00018787 | 0.00017223 | 0 | 2.5247e-05 | 0.00095414 | 27977.5753
19462 | dr_0004 | Demand Flexibility, Lighting Control, Load Shed for Daily GHG Emission Reduction | TRUE | 0.23031 | Office | GA, Bibb County | 80001_100000 | Small Packaged Unit | gen2_t8_halogen | Georgia | 18.5418 | A: Non Food-Service Buildings with Small Packaged Units | 0.00013094 | 0.00015422 | 0 | 0 | 0 | 0.0007599 | 0.00026985 | 0.0002423 | 0 | 0 | 1.5846e-05 | 0 | 2.3521e-05 | 0 | 0 | 0.00077574 | 0.00026985 | 0.0002423 | 0 | 2.3521e-05 | 0.0013114 | 20728.1849
19464 | dr_0004 | Demand Flexibility, Lighting Control, Load Shed for Daily GHG Emission Reduction | TRUE | 0.67839 | Office | GA, Bibb County | 40001_52000 | Small Packaged Unit | gen2_t8_halogen | Georgia | 19.96 | A: Non Food-Service Buildings with Small Packaged Units | 0.00021482 | 0.00024855 | 0 | 0 | 0 | 0.0013039 | 0.00050694 | 0.00022443 | 0 | 0 | 3.8881e-05 | 0 | 5.1188e-05 | 0 | 0 | 0.0013427 | 0.00050694 | 0.00022443 | 0 | 5.1188e-05 | 0.0021253 | 31205.7104
19465 | dr_0004 | Demand Flexibility, Lighting Control, Load Shed for Daily GHG Emission Reduction | TRUE | 0.53394 | Office | GA, Bibb County | 52001_64000 | Small Packaged Unit | gen4_led | Georgia | 11.8184 | A: Non Food-Service Buildings with Small Packaged Units | 0.00010211 | 0.0001308 | 0 | 0 | 0 | 0.00048373 | 0.0002989 | 0.00012207 | 0 | 0 | 0.00030744 | 0 | 3.669e-05 | 0 | 0 | 0.00079117 | 0.0002989 | 0.00012207 | 0 | 3.669e-05 | 0.0012488 | 30968.3207
22258 | dr_0004 | Demand Flexibility, Lighting Control, Load Shed for Daily GHG Emission Reduction | TRUE | 0.39859 | Office | GA, Bibb County | 70001_80000 | Zone-by-Zone | gen3_t5_cfl | Georgia | 8.9404 | I: Non-Lodging Buildings with Zone-by-Zone Systems | 7.8959e-05 | 9.4784e-05 | 0 | 0 | 0 | 0.0002968 | 0.00020172 | 0.00014807 | 0 | 0 | 0.00022554 | 0 | 3.9831e-05 | 0 | 0 | 0.00052234 | 0.00020172 | 0.00014807 | 0 | 3.9831e-05 | 0.00091196 | 29894.5019
24953 | dr_0004 | Demand Flexibility, Lighting Control, Load Shed for Daily GHG Emission Reduction | TRUE | 0.31894 | Office | GA, Bibb County | 30001_40000 | Small Packaged Unit | gen2_t8_halogen | Georgia | 18.2213 | A: Non Food-Service Buildings with Small Packaged Units | 6.8135e-05 | 7.8372e-05 | 0 | 0 | 0 | 0.00033799 | 0.0001881 | 7.0788e-05 | 0 | 1.4353e-05 | 8.2792e-05 | 0 | 0 | 0 | 0 | 0.00042079 | 0.0001881 | 7.0788e-05 | 0 | 1.4353e-05 | 0.00069403 | 11162.7781
39679 | dr_0004 | Demand Flexibility, Lighting Control, Load Shed for Daily GHG Emission Reduction | TRUE | 0.15901 | Office | GA, Bibb County | 200001_400000 | Multizone CAV/VAV | gen2_t8_halogen | Georgia | 10.5143 | F: Buildings with Electric Resistance Multizone Systems | 0.00018083 | 0.00020394 | 0 | 0 | 0 | 0.00086278 | 0.00055534 | 0.00027635 | 0 | 1.6914e-05 | 0 | 0 | 0 | 0 | 0 | 0.00086278 | 0.00055534 | 0.00027635 | 0 | 1.6914e-05 | 0.0017114 | 47702.3883
39683 | dr_0004 | Demand Flexibility, Lighting Control, Load Shed for Daily GHG Emission Reduction | TRUE | 0.088127 | Office | GA, Bibb County | 400001_600000 | Multizone CAV/VAV | gen1_t12_incandescent | Georgia | 15.1206 | F: Buildings with Electric Resistance Multizone Systems | 0.00023387 | 0.00027092 | 0 | 0 | 0 | 0.0012531 | 0.00058734 | 0.00041905 | 0 | 1.3957e-05 | 0 | 0 | 0 | 0 | 0 | 0.0012531 | 0.00058734 | 0.00041905 | 0 | 1.3957e-05 | 0.0022734 | 44063.4998
43823 | dr_0004 | Demand Flexibility, Lighting Control, Load Shed for Daily GHG Emission Reduction | TRUE | 0.074164 | Office | GA, Bibb County | 600001_1mil | Multizone CAV/VAV | gen3_t5_cfl | Georgia | 17.3682 | D: Buildings with Hydronically Heated Multizone Systems | 0.00032527 | 0.00037616 | 0 | 0 | 0 | 0.0017403 | 0.00064491 | 0.00031251 | 0 | 0 | 0.00079662 | 0 | 2.1828e-05 | 0 | 0 | 0.0025369 | 0.00064491 | 0.00031251 | 0 | 2.1828e-05 | 0.0035162 | 59331.5127
51181 | dr_0004 | Demand Flexibility, Lighting Control, Load Shed for Daily GHG Emission Reduction | TRUE | 0.42843 | Office | GA, Bibb County | 150001_200000 | Multizone CAV/VAV | gen2_t8_halogen | Georgia | 12.9772 | D: Buildings with Hydronically Heated Multizone Systems | 0.00029537 | 0.00033678 | 0 | 0 | 0 | 0.00079015 | 0.00064699 | 0.0007283 | 0 | 3.0318e-05 | 0.0011242 | 0 | 0 | 0 | 0 | 0.0019143 | 0.00064699 | 0.0007283 | 0 | 3.0318e-05 | 0.0033199 | 74975.8941
496 | pkg_0001 | Package 1, Wall & Roof Insulation + New Windows | TRUE | 81.3835 | Office | GA, Bibb County | _1000 | Small Packaged Unit | gen2_t8_halogen | Georgia | 33.575 | A: Non Food-Service Buildings with Small Packaged Units | 0.0009162 | 0.00098938 | 0 | 0 | 0 | 0.0039386 | 0.001562 | 0.0015003 | 0 | 0 | 0.0018004 | 0 | 0.00052299 | 0 | 0 | 0.005739 | 0.001562 | 0.0015003 | 0 | 0.00052299 | 0.0093235 | 81383.4507
497 | pkg_0001 | Package 1, Wall & Roof Insulation + New Windows | TRUE | 38.8004 | Office | GA, Bibb County | 1001_3000 | Small Packaged Unit | gen2_t8_halogen | Georgia | 19.2806 | A: Non Food-Service Buildings with Small Packaged Units | 0.00053151 | 0.00059332 | 0 | 0 | 0 | 0.0023158 | 0.0011191 | 0.0012084 | 0 | 0.00017395 | 0.00028795 | 0 | 0 | 0 | 0 | 0.0026037 | 0.0011191 | 0.0012084 | 0 | 0.00017395 | 0.0051052 | 77600.7566
499 | pkg_0001 | Package 1, Wall & Roof Insulation + New Windows | TRUE | 11.4908 | Office | GA, Bibb County | 3001_8000 | Small Packaged Unit | gen2_t8_halogen | Georgia | 11.7429 | A: Non Food-Service Buildings with Small Packaged Units | 0.00024204 | 0.00029243 | 0 | 0 | 0 | 0.0012416 | 0.00053181 | 0.00048596 | 0 | 9.4753e-05 | 0.00017829 | 0 | 0 | 0 | 0 | 0.0014199 | 0.00053181 | 0.00048596 | 0 | 9.4753e-05 | 0.0025323 | 63199.1712
1234 | pkg_0001 | Package 1, Wall & Roof Insulation + New Windows | TRUE | 4.8609 | Office | GA, Bibb County | 8001_12000 | Small Packaged Unit | gen1_t12_incandescent | Georgia | 16.3431 | A: Non Food-Service Buildings with Small Packaged Units | 0.00027185 | 0.00032302 | 0 | 0 | 0 | 0.0012569 | 0.00066634 | 0.00072379 | 0 | 6.3579e-05 | 0 | 0 | 0 | 0 | 0 | 0.0012569 | 0.00066634 | 0.00072379 | 0 | 6.3579e-05 | 0.0027106 | 48608.5001
6139 | pkg_0001 | Package 1, Wall & Roof Insulation + New Windows | TRUE | 3.0393 | Office | GA, Bibb County | 12001_30000 | Small Packaged Unit | gen5_led | Georgia | 14.9591 | A: Non Food-Service Buildings with Small Packaged Units | 0.00032843 | 0.0003684 | 0 | 0 | 0 | 0.001706 | 0.00054471 | 0.00062831 | 0 | 0 | 0.00029259 | 0 | 8.619e-05 | 0 | 0 | 0.0019986 | 0.00054471 | 0.00062831 | 0 | 8.619e-05 | 0.0032578 | 63824.8911
19460 | pkg_0001 | Package 1, Wall & Roof Insulation + New Windows | TRUE | 0.35771 | Office | GA, Bibb County | 100001_150000 | Small Packaged Unit | gen4_led | Georgia | 14.4448 | A: Non Food-Service Buildings with Small Packaged Units | 0.00021412 | 0.00025828 | 0 | 0 | 0 | 0.0013516 | 0.0004678 | 0.00030134 | 0 | 0 | 3.9298e-05 | 0 | 4.3746e-05 | 0 | 0 | 0.0013909 | 0.0004678 | 0.00030134 | 0 | 4.3746e-05 | 0.0022038 | 44713.2426
19461 | pkg_0001 | Package 1, Wall & Roof Insulation + New Windows | TRUE | 0.41758 | Office | GA, Bibb County | 64001_70000 | Small Packaged Unit | gen2_t8_halogen | Georgia | 9.296 | A: Non Food-Service Buildings with Small Packaged Units | 7.4263e-05 | 0.00010542 | 0 | 0 | 0 | 0.00047606 | 0.00018787 | 0.00019188 | 0 | 2.5247e-05 | 6.3682e-06 | 0 | 0 | 0 | 0 | 0.00048243 | 0.00018787 | 0.00019188 | 0 | 2.5247e-05 | 0.00088743 | 27977.5753
19462 | pkg_0001 | Package 1, Wall & Roof Insulation + New Windows | TRUE | 0.23031 | Office | GA, Bibb County | 80001_100000 | Small Packaged Unit | gen2_t8_halogen | Georgia | 18.0053 | A: Non Food-Service Buildings with Small Packaged Units | 0.0001294 | 0.00015036 | 0 | 0 | 0 | 0.00071632 | 0.00026985 | 0.00026056 | 0 | 0 | 3.2177e-06 | 0 | 2.3521e-05 | 0 | 0 | 0.00071954 | 0.00026985 | 0.00026056 | 0 | 2.3521e-05 | 0.0012735 | 20728.1849
19464 | pkg_0001 | Package 1, Wall & Roof Insulation + New Windows | TRUE | 0.67839 | Office | GA, Bibb County | 40001_52000 | Small Packaged Unit | gen2_t8_halogen | Georgia | 19.594 | A: Non Food-Service Buildings with Small Packaged Units | 0.00021363 | 0.00024423 | 0 | 0 | 0 | 0.0012434 | 0.00050694 | 0.00025201 | 0 | 0 | 3.2812e-05 | 0 | 5.1188e-05 | 0 | 0 | 0.0012762 | 0.00050694 | 0.00025201 | 0 | 5.1188e-05 | 0.0020863 | 31205.7104
19465 | pkg_0001 | Package 1, Wall & Roof Insulation + New Windows | TRUE | 0.53394 | Office | GA, Bibb County | 52001_64000 | Small Packaged Unit | gen4_led | Georgia | 10.6465 | A: Non Food-Service Buildings with Small Packaged Units | 9.3807e-05 | 0.00011998 | 0 | 0 | 0 | 0.0004233 | 0.0002989 | 0.00013375 | 0 | 0 | 0.00023236 | 0 | 3.669e-05 | 0 | 0 | 0.00065566 | 0.0002989 | 0.00013375 | 0 | 3.669e-05 | 0.001125 | 30968.3207
22258 | pkg_0001 | Package 1, Wall & Roof Insulation + New Windows | TRUE | 0.39859 | Office | GA, Bibb County | 70001_80000 | Zone-by-Zone | gen3_t5_cfl | Georgia | 7.3636 | I: Non-Lodging Buildings with Zone-by-Zone Systems | 6.6121e-05 | 8.1891e-05 | 0 | 0 | 0 | 0.00024177 | 0.00020172 | 0.00016213 | 0 | 0 | 0.00010567 | 0 | 3.9831e-05 | 0 | 0 | 0.00034744 | 0.00020172 | 0.00016213 | 0 | 3.9831e-05 | 0.00075111 | 29894.5019
24953 | pkg_0001 | Package 1, Wall & Roof Insulation + New Windows | TRUE | 0.31894 | Office | GA, Bibb County | 30001_40000 | Small Packaged Unit | gen2_t8_halogen | Georgia | 16.1508 | A: Non Food-Service Buildings with Small Packaged Units | 6.2494e-05 | 7.2031e-05 | 0 | 0 | 0 | 0.00031733 | 0.0001881 | 7.0979e-05 | 0 | 1.4353e-05 | 2.4398e-05 | 0 | 0 | 0 | 0 | 0.00034173 | 0.0001881 | 7.0979e-05 | 0 | 1.4353e-05 | 0.00061517 | 11162.7781
39679 | pkg_0001 | Package 1, Wall & Roof Insulation + New Windows | TRUE | 0.15901 | Office | GA, Bibb County | 200001_400000 | Multizone CAV/VAV | gen2_t8_halogen | Georgia | 9.9294 | F: Buildings with Electric Resistance Multizone Systems | 0.00016862 | 0.0001926 | 0 | 0 | 0 | 0.00075534 | 0.00055534 | 0.00028858 | 0 | 1.6914e-05 | 0 | 0 | 0 | 0 | 0 | 0.00075534 | 0.00055534 | 0.00028858 | 0 | 1.6914e-05 | 0.0016162 | 47702.3883
39683 | pkg_0001 | Package 1, Wall & Roof Insulation + New Windows | TRUE | 0.088127 | Office | GA, Bibb County | 400001_600000 | Multizone CAV/VAV | gen1_t12_incandescent | Georgia | 15.0608 | F: Buildings with Electric Resistance Multizone Systems | 0.00023563 | 0.00026985 | 0 | 0 | 0 | 0.001203 | 0.00058734 | 0.00046007 | 0 | 1.3957e-05 | 0 | 0 | 0 | 0 | 0 | 0.001203 | 0.00058734 | 0.00046007 | 0 | 1.3957e-05 | 0.0022644 | 44063.4998
43823 | pkg_0001 | Package 1, Wall & Roof Insulation + New Windows | TRUE | 0.074164 | Office | GA, Bibb County | 600001_1mil | Multizone CAV/VAV | gen3_t5_cfl | Georgia | 16.7542 | D: Buildings with Hydronically Heated Multizone Systems | 0.00031788 | 0.00036573 | 0 | 0 | 0 | 0.0016908 | 0.00064491 | 0.00032125 | 0 | 0 | 0.00071302 | 0 | 2.1828e-05 | 0 | 0 | 0.0024039 | 0.00064491 | 0.00032125 | 0 | 2.1828e-05 | 0.0033919 | 59331.5127
51181 | pkg_0001 | Package 1, Wall & Roof Insulation + New Windows | TRUE | 0.42843 | Office | GA, Bibb County | 150001_200000 | Multizone CAV/VAV | gen2_t8_halogen | Georgia | 11.2368 | D: Buildings with Hydronically Heated Multizone Systems | 0.00026466 | 0.00030287 | 0 | 0 | 0 | 0.00065432 | 0.00064699 | 0.00078482 | 0 | 3.0318e-05 | 0.00075824 | 0 | 0 | 0 | 0 | 0.0014126 | 0.00064699 | 0.00078482 | 0 | 3.0318e-05 | 0.0028747 | 74975.8941
496 | pkg_0002 | Package 2, LED Lighting + Variable Speed HP RTU or HP Boilers | TRUE | 81.3835 | Office | GA, Bibb County | _1000 | Small Packaged Unit | gen2_t8_halogen | Georgia | 22.1889 | A: Non Food-Service Buildings with Small Packaged Units | 0.00066257 | 0.00070692 | 0 | 0 | 0 | 0.0028309 | 0.001562 | 0.0012465 | 0 | 0 | 0 | 0 | 0.00052299 | 0 | 0 | 0.0028309 | 0.001562 | 0.0012465 | 0 | 0.00052299 | 0.0061617 | 81383.4507
497 | pkg_0002 | Package 2, LED Lighting + Variable Speed HP RTU or HP Boilers | TRUE | 38.8004 | Office | GA, Bibb County | 1001_3000 | Small Packaged Unit | gen2_t8_halogen | Georgia | 13.8944 | A: Non Food-Service Buildings with Small Packaged Units | 0.00039778 | 0.00043844 | 0 | 0 | 0 | 0.0015041 | 0.0011191 | 0.00088225 | 0 | 0.00017395 | 0 | 0 | 0 | 0 | 0 | 0.0015041 | 0.0011191 | 0.00088225 | 0 | 0.00017395 | 0.003679 | 77600.7566
499 | pkg_0002 | Package 2, LED Lighting + Variable Speed HP RTU or HP Boilers | TRUE | 11.4908 | Office | GA, Bibb County | 3001_8000 | Small Packaged Unit | gen2_t8_halogen | Georgia | 8.2308 | A: Non Food-Service Buildings with Small Packaged Units | 0.00017955 | 0.00021152 | 0 | 0 | 0 | 0.00078874 | 0.00053181 | 0.00035973 | 0 | 9.4753e-05 | 0 | 0 | 0 | 0 | 0 | 0.00078874 | 0.00053181 | 0.00035973 | 0 | 9.4753e-05 | 0.0017749 | 63199.1712
1234 | pkg_0002 | Package 2, LED Lighting + Variable Speed HP RTU or HP Boilers | TRUE | 4.8609 | Office | GA, Bibb County | 8001_12000 | Small Packaged Unit | gen1_t12_incandescent | Georgia | 10.8536 | A: Non Food-Service Buildings with Small Packaged Units | 0.00018821 | 0.00021452 | 0 | 0 | 0 | 0.00067307 | 0.00066634 | 0.00039714 | 0 | 6.3579e-05 | 0 | 0 | 0 | 0 | 0 | 0.00067307 | 0.00066634 | 0.00039714 | 0 | 6.3579e-05 | 0.0018002 | 48608.5001
6139 | pkg_0002 | Package 2, LED Lighting + Variable Speed HP RTU or HP Boilers | TRUE | 3.0393 | Office | GA, Bibb County | 12001_30000 | Small Packaged Unit | gen5_led | Georgia | 10.3209 | A: Non Food-Service Buildings with Small Packaged Units | 0.00023664 | 0.00026334 | 0 | 0 | 0 | 0.00098848 | 0.00054471 | 0.00062831 | 0 | 0 | 0 | 0 | 8.619e-05 | 0 | 0 | 0.00098848 | 0.00054471 | 0.00062831 | 0 | 8.619e-05 | 0.0022477 | 63824.8911
19460 | pkg_0002 | Package 2, LED Lighting + Variable Speed HP RTU or HP Boilers | TRUE | 0.35771 | Office | GA, Bibb County | 100001_150000 | Small Packaged Unit | gen4_led | Georgia | 10.8508 | A: Non Food-Service Buildings with Small Packaged Units | 0.00016095 | 0.00019499 | 0 | 0 | 0 | 0.0008426 | 0.0004678 | 0.00030134 | 0 | 0 | 0 | 0 | 4.375e-05 | 0 | 0 | 0.0008426 | 0.0004678 | 0.00030134 | 0 | 4.375e-05 | 0.0016555 | 44713.2426
19461 | pkg_0002 | Package 2, LED Lighting + Variable Speed HP RTU or HP Boilers | TRUE | 0.41758 | Office | GA, Bibb County | 64001_70000 | Small Packaged Unit | gen2_t8_halogen | Georgia | 7.0786 | A: Non Food-Service Buildings with Small Packaged Units | 6.0301e-05 | 8.0528e-05 | 0 | 0 | 0 | 0.0003309 | 0.00018787 | 0.00013173 | 0 | 2.5247e-05 | 0 | 0 | 0 | 0 | 0 | 0.0003309 | 0.00018787 | 0.00013173 | 0 | 2.5247e-05 | 0.00067575 | 27977.5753
19462 | pkg_0002 | Package 2, LED Lighting + Variable Speed HP RTU or HP Boilers | TRUE | 0.23031 | Office | GA, Bibb County | 80001_100000 | Small Packaged Unit | gen2_t8_halogen | Georgia | 12.2848 | A: Non Food-Service Buildings with Small Packaged Units | 8.8865e-05 | 0.00010231 | 0 | 0 | 0 | 0.00040558 | 0.00026985 | 0.00016993 | 0 | 0 | 0 | 0 | 2.3521e-05 | 0 | 0 | 0.00040558 | 0.00026985 | 0.00016993 | 0 | 2.3521e-05 | 0.00086887 | 20728.1849
19464 | pkg_0002 | Package 2, LED Lighting + Variable Speed HP RTU or HP Boilers | TRUE | 0.67839 | Office | GA, Bibb County | 40001_52000 | Small Packaged Unit | gen2_t8_halogen | Georgia | 12.7766 | A: Non Food-Service Buildings with Small Packaged Units | 0.00013995 | 0.00015944 | 0 | 0 | 0 | 0.00063783 | 0.00050694 | 0.00016448 | 0 | 0 | 0 | 0 | 5.1188e-05 | 0 | 0 | 0.00063783 | 0.00050694 | 0.00016448 | 0 | 5.1188e-05 | 0.0013604 | 31205.7104
19465 | pkg_0002 | Package 2, LED Lighting + Variable Speed HP RTU or HP Boilers | TRUE | 0.53394 | Office | GA, Bibb County | 52001_64000 | Small Packaged Unit | gen4_led | Georgia | 8.199 | A: Non Food-Service Buildings with Small Packaged Units | 8.1872e-05 | 0.00010132 | 0 | 0 | 0 | 0.00039704 | 0.0002989 | 0.00013375 | 0 | 0 | 0 | 0 | 3.669e-05 | 0 | 0 | 0.00039704 | 0.0002989 | 0.00013375 | 0 | 3.669e-05 | 0.00086637 | 30968.3207
22258 | pkg_0002 | Package 2, LED Lighting + Variable Speed HP RTU or HP Boilers | TRUE | 0.39859 | Office | GA, Bibb County | 70001_80000 | Zone-by-Zone | gen3_t5_cfl | Georgia | 7.457 | I: Non-Lodging Buildings with Zone-by-Zone Systems | 7.2885e-05 | 8.8559e-05 | 0 | 0 | 0 | 0.00036253 | 0.00020172 | 0.00015657 | 0 | 0 | 0 | 0 | 3.9831e-05 | 0 | 0 | 0.00036253 | 0.00020172 | 0.00015657 | 0 | 3.9831e-05 | 0.00076065 | 29894.5019
24953 | pkg_0002 | Package 2, LED Lighting + Variable Speed HP RTU or HP Boilers | TRUE | 0.31894 | Office | GA, Bibb County | 30001_40000 | Small Packaged Unit | gen2_t8_halogen | Georgia | 11.6652 | A: Non Food-Service Buildings with Small Packaged Units | 4.6745e-05 | 5.2949e-05 | 0 | 0 | 0 | 0.00018804 | 0.0001881 | 5.3823e-05 | 0 | 1.4353e-05 | 0 | 0 | 0 | 0 | 0 | 0.00018804 | 0.0001881 | 5.3823e-05 | 0 | 1.4353e-05 | 0.00044432 | 11162.7781
39679 | pkg_0002 | Package 2, LED Lighting + Variable Speed HP RTU or HP Boilers | TRUE | 0.15901 | Office | GA, Bibb County | 200001_400000 | Multizone CAV/VAV | gen2_t8_halogen | Georgia | 10.0873 | F: Buildings with Electric Resistance Multizone Systems | 0.00017726 | 0.00019566 | 0 | 0 | 0 | 0.00087257 | 0.00055534 | 0.00019707 | 0 | 1.6914e-05 | 0 | 0 | 0 | 0 | 0 | 0.00087257 | 0.00055534 | 0.00019707 | 0 | 1.6914e-05 | 0.0016419 | 47702.3883
39683 | pkg_0002 | Package 2, LED Lighting + Variable Speed HP RTU or HP Boilers | TRUE | 0.088127 | Office | GA, Bibb County | 400001_600000 | Multizone CAV/VAV | gen1_t12_incandescent | Georgia | 13.7466 | F: Buildings with Electric Resistance Multizone Systems | 0.00021898 | 0.0002463 | 0 | 0 | 0 | 0.0012385 | 0.00058734 | 0.00022699 | 0 | 1.3957e-05 | 0 | 0 | 0 | 0 | 0 | 0.0012385 | 0.00058734 | 0.00022699 | 0 | 1.3957e-05 | 0.0020668 | 44063.4998
43823 | pkg_0002 | Package 2, LED Lighting + Variable Speed HP RTU or HP Boilers | TRUE | 0.074164 | Office | GA, Bibb County | 600001_1mil | Multizone CAV/VAV | gen3_t5_cfl | Georgia | 14.4949 | D: Buildings with Hydronically Heated Multizone Systems | 0.00029636 | 0.00034855 | 0 | 0 | 0 | 0.0019609 | 0.00064491 | 0.00030682 | 0 | 0 | 0 | 0 | 2.1828e-05 | 0 | 0 | 0.0019609 | 0.00064491 | 0.00030682 | 0 | 2.1828e-05 | 0.0029345 | 59331.5127
51181 | pkg_0002 | Package 2, LED Lighting + Variable Speed HP RTU or HP Boilers | TRUE | 0.42843 | Office | GA, Bibb County | 150001_200000 | Multizone CAV/VAV | gen2_t8_halogen | Georgia | 9.1873 | D: Buildings with Hydronically Heated Multizone Systems | 0.00025318 | 0.00028009 | 0 | 0 | 0 | 0.0011361 | 0.00064699 | 0.00053692 | 0 | 3.0318e-05 | 0 | 0 | 0 | 0 | 0 | 0.0011361 | 0.00064699 | 0.00053692 | 0 | 3.0318e-05 | 0.0023504 | 74975.8941
496 | pkg_0003 | Package 3, LED Lighting + Standard Performance HP RTU or HP Boilers | TRUE | 81.3835 | Office | GA, Bibb County | _1000 | Small Packaged Unit | gen2_t8_halogen | Georgia | 26.5861 | A: Non Food-Service Buildings with Small Packaged Units | 0.00080525 | 0.00085241 | 0 | 0 | 0 | 0.0040504 | 0.001562 | 0.0012465 | 0 | 0 | 0 | 0 | 0.00052299 | 0 | 0 | 0.0040504 | 0.001562 | 0.0012465 | 0 | 0.00052299 | 0.0073827 | 81383.4507
497 | pkg_0003 | Package 3, LED Lighting + Standard Performance HP RTU or HP Boilers | TRUE | 38.8004 | Office | GA, Bibb County | 1001_3000 | Small Packaged Unit | gen2_t8_halogen | Georgia | 15.7653 | A: Non Food-Service Buildings with Small Packaged Units | 0.00045037 | 0.00049747 | 0 | 0 | 0 | 0.0019991 | 0.0011191 | 0.00088225 | 0 | 0.00017395 | 0 | 0 | 0 | 0 | 0 | 0.0019991 | 0.0011191 | 0.00088225 | 0 | 0.00017395 | 0.0041744 | 77600.7566
499 | pkg_0003 | Package 3, LED Lighting + Standard Performance HP RTU or HP Boilers | TRUE | 11.4908 | Office | GA, Bibb County | 3001_8000 | Small Packaged Unit | gen2_t8_halogen | Georgia | 9.5904 | A: Non Food-Service Buildings with Small Packaged Units | 0.00021003 | 0.00024645 | 0 | 0 | 0 | 0.0010818 | 0.00053181 | 0.00035973 | 0 | 9.4753e-05 | 0 | 0 | 0 | 0 | 0 | 0.0010818 | 0.00053181 | 0.00035973 | 0 | 9.4753e-05 | 0.0020681 | 63199.1712
1234 | pkg_0003 | Package 3, LED Lighting + Standard Performance HP RTU or HP Boilers | TRUE | 4.8609 | Office | GA, Bibb County | 8001_12000 | Small Packaged Unit | gen1_t12_incandescent | Georgia | 12.2781 | A: Non Food-Service Buildings with Small Packaged Units | 0.0002118 | 0.00024268 | 0 | 0 | 0 | 0.00090932 | 0.00066634 | 0.00039714 | 0 | 6.3579e-05 | 0 | 0 | 0 | 0 | 0 | 0.00090932 | 0.00066634 | 0.00039714 | 0 | 6.3579e-05 | 0.0020364 | 48608.5001
6139 | pkg_0003 | Package 3, LED Lighting + Standard Performance HP RTU or HP Boilers | TRUE | 3.0393 | Office | GA, Bibb County | 12001_30000 | Small Packaged Unit | gen5_led | Georgia | 11.8147 | A: Non Food-Service Buildings with Small Packaged Units | 0.00027141 | 0.00030211 | 0 | 0 | 0 | 0.0013138 | 0.00054471 | 0.00062831 | 0 | 0 | 0 | 0 | 8.619e-05 | 0 | 0 | 0.0013138 | 0.00054471 | 0.00062831 | 0 | 8.619e-05 | 0.002573 | 63824.8911
19460 | pkg_0003 | Package 3, LED Lighting + Standard Performance HP RTU or HP Boilers | TRUE | 0.35771 | Office | GA, Bibb County | 100001_150000 | Small Packaged Unit | gen4_led | Georgia | 11.6795 | A: Non Food-Service Buildings with Small Packaged Units | 0.00017185 | 0.00021006 | 0 | 0 | 0 | 0.00096903 | 0.0004678 | 0.00030134 | 0 | 0 | 0 | 0 | 4.3746e-05 | 0 | 0 | 0.00096903 | 0.0004678 | 0.00030134 | 0 | 4.3746e-05 | 0.0017819 | 44713.2426
19461 | pkg_0003 | Package 3, LED Lighting + Standard Performance HP RTU or HP Boilers | TRUE | 0.41758 | Office | GA, Bibb County | 64001_70000 | Small Packaged Unit | gen2_t8_halogen | Georgia | 7.8337 | A: Non Food-Service Buildings with Small Packaged Units | 6.587e-05 | 8.9118e-05 | 0 | 0 | 0 | 0.00040299 | 0.00018787 | 0.00013173 | 0 | 2.5247e-05 | 0 | 0 | 0 | 0 | 0 | 0.00040299 | 0.00018787 | 0.00013173 | 0 | 2.5247e-05 | 0.00074784 | 27977.5753
19462 | pkg_0003 | Package 3, LED Lighting + Standard Performance HP RTU or HP Boilers | TRUE | 0.23031 | Office | GA, Bibb County | 80001_100000 | Small Packaged Unit | gen2_t8_halogen | Georgia | 13.5994 | A: Non Food-Service Buildings with Small Packaged Units | 9.7654e-05 | 0.00011339 | 0 | 0 | 0 | 0.00049856 | 0.00026985 | 0.00016993 | 0 | 0 | 0 | 0 | 2.3521e-05 | 0 | 0 | 0.00049856 | 0.00026985 | 0.00016993 | 0 | 2.3521e-05 | 0.00096185 | 20728.1849
19464 | pkg_0003 | Package 3, LED Lighting + Standard Performance HP RTU or HP Boilers | TRUE | 0.67839 | Office | GA, Bibb County | 40001_52000 | Small Packaged Unit | gen2_t8_halogen | Georgia | 14.5297 | A: Non Food-Service Buildings with Small Packaged Units | 0.00015909 | 0.00018169 | 0 | 0 | 0 | 0.0008245 | 0.00050694 | 0.00016448 | 0 | 0 | 0 | 0 | 5.1188e-05 | 0 | 0 | 0.0008245 | 0.00050694 | 0.00016448 | 0 | 5.1188e-05 | 0.0015471 | 31205.7104
19465 | pkg_0003 | Package 3, LED Lighting + Standard Performance HP RTU or HP Boilers | TRUE | 0.53394 | Office | GA, Bibb County | 52001_64000 | Small Packaged Unit | gen4_led | Georgia | 8.9645 | A: Non Food-Service Buildings with Small Packaged Units | 8.9467e-05 | 0.00011096 | 0 | 0 | 0 | 0.00047793 | 0.0002989 | 0.00013375 | 0 | 0 | 0 | 0 | 3.669e-05 | 0 | 0 | 0.00047793 | 0.0002989 | 0.00013375 | 0 | 3.669e-05 | 0.00094726 | 30968.3207
22258 | pkg_0003 | Package 3, LED Lighting + Standard Performance HP RTU or HP Boilers | TRUE | 0.39859 | Office | GA, Bibb County | 70001_80000 | Zone-by-Zone | gen3_t5_cfl | Georgia | 7.457 | I: Non-Lodging Buildings with Zone-by-Zone Systems | 7.2885e-05 | 8.8559e-05 | 0 | 0 | 0 | 0.00036253 | 0.00020172 | 0.00015657 | 0 | 0 | 0 | 0 | 3.9831e-05 | 0 | 0 | 0.00036253 | 0.00020172 | 0.00015657 | 0 | 3.9831e-05 | 0.00076065 | 29894.5019
24953 | pkg_0003 | Package 3, LED Lighting + Standard Performance HP RTU or HP Boilers | TRUE | 0.31894 | Office | GA, Bibb County | 30001_40000 | Small Packaged Unit | gen2_t8_halogen | Georgia | 13.7456 | A: Non Food-Service Buildings with Small Packaged Units | 5.5905e-05 | 6.2391e-05 | 0 | 0 | 0 | 0.00026728 | 0.0001881 | 5.3823e-05 | 0 | 1.4353e-05 | 0 | 0 | 0 | 0 | 0 | 0.00026728 | 0.0001881 | 5.3823e-05 | 0 | 1.4353e-05 | 0.00052355 | 11162.7781
39679 | pkg_0003 | Package 3, LED Lighting + Standard Performance HP RTU or HP Boilers | TRUE | 0.15901 | Office | GA, Bibb County | 200001_400000 | Multizone CAV/VAV | gen2_t8_halogen | Georgia | 10.0873 | F: Buildings with Electric Resistance Multizone Systems | 0.00017726 | 0.00019566 | 0 | 0 | 0 | 0.00087257 | 0.00055534 | 0.00019707 | 0 | 1.6914e-05 | 0 | 0 | 0 | 0 | 0 | 0.00087257 | 0.00055534 | 0.00019707 | 0 | 1.6914e-05 | 0.0016419 | 47702.3883
39683 | pkg_0003 | Package 3, LED Lighting + Standard Performance HP RTU or HP Boilers | TRUE | 0.088127 | Office | GA, Bibb County | 400001_600000 | Multizone CAV/VAV | gen1_t12_incandescent | Georgia | 13.7466 | F: Buildings with Electric Resistance Multizone Systems | 0.00021898 | 0.0002463 | 0 | 0 | 0 | 0.0012385 | 0.00058734 | 0.00022699 | 0 | 1.3957e-05 | 0 | 0 | 0 | 0 | 0 | 0.0012385 | 0.00058734 | 0.00022699 | 0 | 1.3957e-05 | 0.0020668 | 44063.4998
43823 | pkg_0003 | Package 3, LED Lighting + Standard Performance HP RTU or HP Boilers | TRUE | 0.074164 | Office | GA, Bibb County | 600001_1mil | Multizone CAV/VAV | gen3_t5_cfl | Georgia | 14.4949 | D: Buildings with Hydronically Heated Multizone Systems | 0.00029636 | 0.00034855 | 0 | 0 | 0 | 0.0019609 | 0.00064491 | 0.00030682 | 0 | 0 | 0 | 0 | 2.1828e-05 | 0 | 0 | 0.0019609 | 0.00064491 | 0.00030682 | 0 | 2.1828e-05 | 0.0029345 | 59331.5127
51181 | pkg_0003 | Package 3, LED Lighting + Standard Performance HP RTU or HP Boilers | TRUE | 0.42843 | Office | GA, Bibb County | 150001_200000 | Multizone CAV/VAV | gen2_t8_halogen | Georgia | 9.1873 | D: Buildings with Hydronically Heated Multizone Systems | 0.00025318 | 0.00028009 | 0 | 0 | 0 | 0.0011361 | 0.00064699 | 0.00053692 | 0 | 3.0318e-05 | 0 | 0 | 0 | 0 | 0 | 0.0011361 | 0.00064699 | 0.00053692 | 0 | 3.0318e-05 | 0.0023504 | 74975.8941
496 | pkg_0004 | Package 4, Package 1 + Package 2 | TRUE | 81.3835 | Office | GA, Bibb County | _1000 | Small Packaged Unit | gen2_t8_halogen | Georgia | 19.6917 | A: Non Food-Service Buildings with Small Packaged Units | 0.0005957 | 0.00062428 | 0 | 0 | 0 | 0.0021367 | 0.001562 | 0.0012465 | 0 | 0 | 0 | 0 | 0.00052299 | 0 | 0 | 0.0021367 | 0.001562 | 0.0012465 | 0 | 0.00052299 | 0.0054682 | 81383.4507
497 | pkg_0004 | Package 4, Package 1 + Package 2 | TRUE | 38.8004 | Office | GA, Bibb County | 1001_3000 | Small Packaged Unit | gen2_t8_halogen | Georgia | 13.0972 | A: Non Food-Service Buildings with Small Packaged Units | 0.00038176 | 0.00041328 | 0 | 0 | 0 | 0.0012927 | 0.0011191 | 0.00088225 | 0 | 0.00017395 | 0 | 0 | 0 | 0 | 0 | 0.0012927 | 0.0011191 | 0.00088225 | 0 | 0.00017395 | 0.0034679 | 77600.7566
499 | pkg_0004 | Package 4, Package 1 + Package 2 | TRUE | 11.4908 | Office | GA, Bibb County | 3001_8000 | Small Packaged Unit | gen2_t8_halogen | Georgia | 7.7667 | A: Non Food-Service Buildings with Small Packaged Units | 0.00017119 | 0.00019959 | 0 | 0 | 0 | 0.00068865 | 0.00053181 | 0.00035973 | 0 | 9.4753e-05 | 0 | 0 | 0 | 0 | 0 | 0.00068865 | 0.00053181 | 0.00035973 | 0 | 9.4753e-05 | 0.0016748 | 63199.1712
1234 | pkg_0004 | Package 4, Package 1 + Package 2 | TRUE | 4.8609 | Office | GA, Bibb County | 8001_12000 | Small Packaged Unit | gen1_t12_incandescent | Georgia | 10.5617 | A: Non Food-Service Buildings with Small Packaged Units | 0.00018442 | 0.00020875 | 0 | 0 | 0 | 0.00062464 | 0.00066634 | 0.00039714 | 0 | 6.3579e-05 | 0 | 0 | 0 | 0 | 0 | 0.00062464 | 0.00066634 | 0.00039714 | 0 | 6.3579e-05 | 0.0017517 | 48608.5001
6139 | pkg_0004 | Package 4, Package 1 + Package 2 | TRUE | 3.0393 | Office | GA, Bibb County | 12001_30000 | Small Packaged Unit | gen5_led | Georgia | 10.0811 | A: Non Food-Service Buildings with Small Packaged Units | 0.00023253 | 0.00025711 | 0 | 0 | 0 | 0.00093625 | 0.00054471 | 0.00062831 | 0 | 0 | 0 | 0 | 8.619e-05 | 0 | 0 | 0.00093625 | 0.00054471 | 0.00062831 | 0 | 8.619e-05 | 0.0021955 | 63824.8911
19460 | pkg_0004 | Package 4, Package 1 + Package 2 | TRUE | 0.35771 | Office | GA, Bibb County | 100001_150000 | Small Packaged Unit | gen4_led | Georgia | 10.5454 | A: Non Food-Service Buildings with Small Packaged Units | 0.00015917 | 0.00018944 | 0 | 0 | 0 | 0.000796 | 0.0004678 | 0.00030134 | 0 | 0 | 0 | 0 | 4.3746e-05 | 0 | 0 | 0.000796 | 0.0004678 | 0.00030134 | 0 | 4.3746e-05 | 0.0016089 | 44713.2426
19461 | pkg_0004 | Package 4, Package 1 + Package 2 | TRUE | 0.41758 | Office | GA, Bibb County | 64001_70000 | Small Packaged Unit | gen2_t8_halogen | Georgia | 6.3532 | A: Non Food-Service Buildings with Small Packaged Units | 5.4819e-05 | 7.2275e-05 | 0 | 0 | 0 | 0.00026165 | 0.00018787 | 0.00013173 | 0 | 2.5247e-05 | 0 | 0 | 0 | 0 | 0 | 0.00026165 | 0.00018787 | 0.00013173 | 0 | 2.5247e-05 | 0.00060649 | 27977.5753
19462 | pkg_0004 | Package 4, Package 1 + Package 2 | TRUE | 0.23031 | Office | GA, Bibb County | 80001_100000 | Small Packaged Unit | gen2_t8_halogen | Georgia | 11.7137 | A: Non Food-Service Buildings with Small Packaged Units | 8.5743e-05 | 9.7497e-05 | 0 | 0 | 0 | 0.00036519 | 0.00026985 | 0.00016993 | 0 | 0 | 0 | 0 | 2.3519e-05 | 0 | 0 | 0.00036519 | 0.00026985 | 0.00016993 | 0 | 2.3519e-05 | 0.00082848 | 20728.1849
19464 | pkg_0004 | Package 4, Package 1 + Package 2 | TRUE | 0.67839 | Office | GA, Bibb County | 40001_52000 | Small Packaged Unit | gen2_t8_halogen | Georgia | 12.2564 | A: Non Food-Service Buildings with Small Packaged Units | 0.00013598 | 0.00015284 | 0 | 0 | 0 | 0.00058244 | 0.00050694 | 0.00016448 | 0 | 0 | 0 | 0 | 5.1188e-05 | 0 | 0 | 0.00058244 | 0.00050694 | 0.00016448 | 0 | 5.1188e-05 | 0.001305 | 31205.7104
19465 | pkg_0004 | Package 4, Package 1 + Package 2 | TRUE | 0.53394 | Office | GA, Bibb County | 52001_64000 | Small Packaged Unit | gen4_led | Georgia | 7.7763 | A: Non Food-Service Buildings with Small Packaged Units | 7.9124e-05 | 9.6e-05 | 0 | 0 | 0 | 0.00035236 | 0.0002989 | 0.00013375 | 0 | 0 | 0 | 0 | 3.669e-05 | 0 | 0 | 0.00035236 | 0.0002989 | 0.00013375 | 0 | 3.669e-05 | 0.00082171 | 30968.3207
22258 | pkg_0004 | Package 4, Package 1 + Package 2 | FALSE | 0.39859 | Office | GA, Bibb County | 70001_80000 | Zone-by-Zone | gen3_t5_cfl | Georgia | 9.0471 | I: Non-Lodging Buildings with Zone-by-Zone Systems | 7.9717e-05 | 9.6353e-05 | 0 | 0 | 0 | 0.00029884 | 0.00020172 | 0.00016213 | 0 | 0 | 0.00022034 | 0 | 3.9831e-05 | 0 | 0 | 0.00051917 | 0.00020172 | 0.00016213 | 0 | 3.9831e-05 | 0.00092285 | 29894.5019
24953 | pkg_0004 | Package 4, Package 1 + Package 2 | TRUE | 0.31894 | Office | GA, Bibb County | 30001_40000 | Small Packaged Unit | gen2_t8_halogen | Georgia | 10.9395 | A: Non Food-Service Buildings with Small Packaged Units | 4.4005e-05 | 4.9654e-05 | 0 | 0 | 0 | 0.0001604 | 0.0001881 | 5.3823e-05 | 0 | 1.4353e-05 | 0 | 0 | 0 | 0 | 0 | 0.0001604 | 0.0001881 | 5.3823e-05 | 0 | 1.4353e-05 | 0.00041667 | 11162.7781
39679 | pkg_0004 | Package 4, Package 1 + Package 2 | TRUE | 0.15901 | Office | GA, Bibb County | 200001_400000 | Multizone CAV/VAV | gen2_t8_halogen | Georgia | 9.4218 | F: Buildings with Electric Resistance Multizone Systems | 0.00016339 | 0.00018275 | 0 | 0 | 0 | 0.00076423 | 0.00055534 | 0.00019707 | 0 | 1.6914e-05 | 0 | 0 | 0 | 0 | 0 | 0.00076423 | 0.00055534 | 0.00019707 | 0 | 1.6914e-05 | 0.0015336 | 47702.3883
39683 | pkg_0004 | Package 4, Package 1 + Package 2 | TRUE | 0.088127 | Office | GA, Bibb County | 400001_600000 | Multizone CAV/VAV | gen1_t12_incandescent | Georgia | 13.3212 | F: Buildings with Electric Resistance Multizone Systems | 0.0002131 | 0.00023868 | 0 | 0 | 0 | 0.0011746 | 0.00058734 | 0.00022699 | 0 | 1.3957e-05 | 0 | 0 | 0 | 0 | 0 | 0.0011746 | 0.00058734 | 0.00022699 | 0 | 1.3957e-05 | 0.0020029 | 44063.4998
43823 | pkg_0004 | Package 4, Package 1 + Package 2 | TRUE | 0.074164 | Office | GA, Bibb County | 600001_1mil | Multizone CAV/VAV | gen3_t5_cfl | Georgia | 14.1002 | D: Buildings with Hydronically Heated Multizone Systems | 0.00028858 | 0.00033903 | 0 | 0 | 0 | 0.001881 | 0.00064491 | 0.00030682 | 0 | 0 | 0 | 0 | 2.1828e-05 | 0 | 0 | 0.001881 | 0.00064491 | 0.00030682 | 0 | 2.1828e-05 | 0.0028545 | 59331.5127
51181 | pkg_0004 | Package 4, Package 1 + Package 2 | TRUE | 0.42843 | Office | GA, Bibb County | 150001_200000 | Multizone CAV/VAV | gen2_t8_halogen | Georgia | 8.2911 | D: Buildings with Hydronically Heated Multizone Systems | 0.00022553 | 0.00025277 | 0 | 0 | 0 | 0.00090688 | 0.00064699 | 0.00053692 | 0 | 3.0318e-05 | 0 | 0 | 0 | 0 | 0 | 0.00090688 | 0.00064699 | 0.00053692 | 0 | 3.0318e-05 | 0.0021211 | 74975.8941
496 | pkg_0005 | Package 5, Variable Speed HP RTU or HP Boilers + Economizer + DCV + Energy Recovery | TRUE | 81.3835 | Office | GA, Bibb County | _1000 | Small Packaged Unit | gen2_t8_halogen | Georgia | 23.2806 | A: Non Food-Service Buildings with Small Packaged Units | 0.00068597 | 0.00074298 | 0 | 0 | 0 | 0.0028795 | 0.001562 | 0.0015003 | 0 | 0 | 0 | 0 | 0.00052299 | 0 | 0 | 0.0028795 | 0.001562 | 0.0015003 | 0 | 0.00052299 | 0.0064648 | 81383.4507
497 | pkg_0005 | Package 5, Variable Speed HP RTU or HP Boilers + Economizer + DCV + Energy Recovery | TRUE | 38.8004 | Office | GA, Bibb County | 1001_3000 | Small Packaged Unit | gen2_t8_halogen | Georgia | 15.3694 | A: Non Food-Service Buildings with Small Packaged Units | 0.00043754 | 0.00048494 | 0 | 0 | 0 | 0.0015677 | 0.0011191 | 0.0012084 | 0 | 0.00017395 | 0 | 0 | 0 | 0 | 0 | 0.0015677 | 0.0011191 | 0.0012084 | 0 | 0.00017395 | 0.0040696 | 77600.7566
499 | pkg_0005 | Package 5, Variable Speed HP RTU or HP Boilers + Economizer + DCV + Energy Recovery | TRUE | 11.4908 | Office | GA, Bibb County | 3001_8000 | Small Packaged Unit | gen2_t8_halogen | Georgia | 8.7803 | A: Non Food-Service Buildings with Small Packaged Units | 0.00018806 | 0.00022563 | 0 | 0 | 0 | 0.00078089 | 0.00053181 | 0.00048596 | 0 | 9.4753e-05 | 0 | 0 | 0 | 0 | 0 | 0.00078089 | 0.00053181 | 0.00048596 | 0 | 9.4753e-05 | 0.0018934 | 63199.1712
1234 | pkg_0005 | Package 5, Variable Speed HP RTU or HP Boilers + Economizer + DCV + Energy Recovery | TRUE | 4.8609 | Office | GA, Bibb County | 8001_12000 | Small Packaged Unit | gen1_t12_incandescent | Georgia | 12.6569 | A: Non Food-Service Buildings with Small Packaged Units | 0.00021083 | 0.00025017 | 0 | 0 | 0 | 0.00064556 | 0.00066634 | 0.00072379 | 0 | 6.3579e-05 | 0 | 0 | 0 | 0 | 0 | 0.00064556 | 0.00066634 | 0.00072379 | 0 | 6.3579e-05 | 0.0020993 | 48608.5001
6139 | pkg_0005 | Package 5, Variable Speed HP RTU or HP Boilers + Economizer + DCV + Energy Recovery | TRUE | 3.0393 | Office | GA, Bibb County | 12001_30000 | Small Packaged Unit | gen5_led | Georgia | 10.4056 | A: Non Food-Service Buildings with Small Packaged Units | 0.000238 | 0.00026554 | 0 | 0 | 0 | 0.0010069 | 0.00054471 | 0.00062831 | 0 | 0 | 0 | 0 | 8.619e-05 | 0 | 0 | 0.0010069 | 0.00054471 | 0.00062831 | 0 | 8.619e-05 | 0.0022661 | 63824.8911
19460 | pkg_0005 | Package 5, Variable Speed HP RTU or HP Boilers + Economizer + DCV + Energy Recovery | TRUE | 0.35771 | Office | GA, Bibb County | 100001_150000 | Small Packaged Unit | gen4_led | Georgia | 10.8704 | A: Non Food-Service Buildings with Small Packaged Units | 0.00016233 | 0.00019535 | 0 | 0 | 0 | 0.00084559 | 0.0004678 | 0.00030134 | 0 | 0 | 0 | 0 | 4.375e-05 | 0 | 0 | 0.00084559 | 0.0004678 | 0.00030134 | 0 | 4.375e-05 | 0.0016585 | 44713.2426
19461 | pkg_0005 | Package 5, Variable Speed HP RTU or HP Boilers + Economizer + DCV + Energy Recovery | TRUE | 0.41758 | Office | GA, Bibb County | 64001_70000 | Small Packaged Unit | gen2_t8_halogen | Georgia | 7.7189 | A: Non Food-Service Buildings with Small Packaged Units | 6.5179e-05 | 8.7812e-05 | 0 | 0 | 0 | 0.00033187 | 0.00018787 | 0.00019188 | 0 | 2.5251e-05 | 0 | 0 | 0 | 0 | 0 | 0.00033187 | 0.00018787 | 0.00019188 | 0 | 2.5251e-05 | 0.00073687 | 27977.5753
19462 | pkg_0005 | Package 5, Variable Speed HP RTU or HP Boilers + Economizer + DCV + Energy Recovery | TRUE | 0.23031 | Office | GA, Bibb County | 80001_100000 | Small Packaged Unit | gen2_t8_halogen | Georgia | 13.7438 | A: Non Food-Service Buildings with Small Packaged Units | 9.9556e-05 | 0.00011461 | 0 | 0 | 0 | 0.00041813 | 0.00026985 | 0.00026056 | 0 | 0 | 0 | 0 | 2.3521e-05 | 0 | 0 | 0.00041813 | 0.00026985 | 0.00026056 | 0 | 2.3521e-05 | 0.00097206 | 20728.1849
19464 | pkg_0005 | Package 5, Variable Speed HP RTU or HP Boilers + Economizer + DCV + Energy Recovery | TRUE | 0.67839 | Office | GA, Bibb County | 40001_52000 | Small Packaged Unit | gen2_t8_halogen | Georgia | 13.6925 | A: Non Food-Service Buildings with Small Packaged Units | 0.0001494 | 0.00017106 | 0 | 0 | 0 | 0.00064782 | 0.00050694 | 0.00025201 | 0 | 0 | 0 | 0 | 5.1188e-05 | 0 | 0 | 0.00064782 | 0.00050694 | 0.00025201 | 0 | 5.1188e-05 | 0.001458 | 31205.7104
19465 | pkg_0005 | Package 5, Variable Speed HP RTU or HP Boilers + Economizer + DCV + Energy Recovery | TRUE | 0.53394 | Office | GA, Bibb County | 52001_64000 | Small Packaged Unit | gen4_led | Georgia | 8.049 | A: Non Food-Service Buildings with Small Packaged Units | 8.0133e-05 | 9.9435e-05 | 0 | 0 | 0 | 0.00038118 | 0.0002989 | 0.00013375 | 0 | 0 | 0 | 0 | 3.669e-05 | 0 | 0 | 0.00038118 | 0.0002989 | 0.00013375 | 0 | 3.669e-05 | 0.00085053 | 30968.3207
22258 | pkg_0005 | Package 5, Variable Speed HP RTU or HP Boilers + Economizer + DCV + Energy Recovery | TRUE | 0.39859 | Office | GA, Bibb County | 70001_80000 | Zone-by-Zone | gen3_t5_cfl | Georgia | 7.5151 | I: Non-Lodging Buildings with Zone-by-Zone Systems | 7.3339e-05 | 8.9266e-05 | 0 | 0 | 0 | 0.0003629 | 0.00020172 | 0.00016213 | 0 | 0 | 0 | 0 | 3.9831e-05 | 0 | 0 | 0.0003629 | 0.00020172 | 0.00016213 | 0 | 3.9831e-05 | 0.00076657 | 29894.5019
24953 | pkg_0005 | Package 5, Variable Speed HP RTU or HP Boilers + Economizer + DCV + Energy Recovery | TRUE | 0.31894 | Office | GA, Bibb County | 30001_40000 | Small Packaged Unit | gen2_t8_halogen | Georgia | 12.2153 | A: Non Food-Service Buildings with Small Packaged Units | 4.822e-05 | 5.5445e-05 | 0 | 0 | 0 | 0.00019184 | 0.0001881 | 7.0979e-05 | 0 | 1.4353e-05 | 0 | 0 | 0 | 0 | 0 | 0.00019184 | 0.0001881 | 7.0979e-05 | 0 | 1.4353e-05 | 0.00046527 | 11162.7781
39679 | pkg_0005 | Package 5, Variable Speed HP RTU or HP Boilers + Economizer + DCV + Energy Recovery | TRUE | 0.15901 | Office | GA, Bibb County | 200001_400000 | Multizone CAV/VAV | gen2_t8_halogen | Georgia | 10.4959 | F: Buildings with Electric Resistance Multizone Systems | 0.00018071 | 0.00020359 | 0 | 0 | 0 | 0.00084756 | 0.00055534 | 0.00028858 | 0 | 1.6914e-05 | 0 | 0 | 0 | 0 | 0 | 0.00084756 | 0.00055534 | 0.00028858 | 0 | 1.6914e-05 | 0.0017084 | 47702.3883
39683 | pkg_0005 | Package 5, Variable Speed HP RTU or HP Boilers + Economizer + DCV + Energy Recovery | TRUE | 0.088127 | Office | GA, Bibb County | 400001_600000 | Multizone CAV/VAV | gen1_t12_incandescent | Georgia | 15.1099 | F: Buildings with Electric Resistance Multizone Systems | 0.00023532 | 0.00027072 | 0 | 0 | 0 | 0.0012104 | 0.00058734 | 0.00046007 | 0 | 1.3957e-05 | 0 | 0 | 0 | 0 | 0 | 0.0012104 | 0.00058734 | 0.00046007 | 0 | 1.3957e-05 | 0.0022718 | 44063.4998
43823 | pkg_0005 | Package 5, Variable Speed HP RTU or HP Boilers + Economizer + DCV + Energy Recovery | TRUE | 0.074164 | Office | GA, Bibb County | 600001_1mil | Multizone CAV/VAV | gen3_t5_cfl | Georgia | 13.7904 | D: Buildings with Hydronically Heated Multizone Systems | 0.00028078 | 0.00033155 | 0 | 0 | 0 | 0.0018038 | 0.00064491 | 0.00032125 | 0 | 0 | 0 | 0 | 2.1828e-05 | 0 | 0 | 0.0018038 | 0.00064491 | 0.00032125 | 0 | 2.1828e-05 | 0.0027918 | 59331.5127
51181 | pkg_0005 | Package 5, Variable Speed HP RTU or HP Boilers + Economizer + DCV + Energy Recovery | TRUE | 0.42843 | Office | GA, Bibb County | 150001_200000 | Multizone CAV/VAV | gen2_t8_halogen | Georgia | 9.985 | D: Buildings with Hydronically Heated Multizone Systems | 0.00027141 | 0.00030441 | 0 | 0 | 0 | 0.0010923 | 0.00064699 | 0.00078482 | 0 | 3.0318e-05 | 0 | 0 | 0 | 0 | 0 | 0.0010923 | 0.00064699 | 0.00078482 | 0 | 3.0318e-05 | 0.0025545 | 74975.8941
496 | pkg_0006 | Comprehensive Geothermal Heat Pump Package, Hydronic GHP, Packaged GHP, or Console GHP | TRUE | 81.3835 | Office | GA, Bibb County | _1000 | Small Packaged Unit | gen2_t8_halogen | Georgia | 23.3389 | A: Non Food-Service Buildings with Small Packaged Units | 0.00069623 | 0.00074496 | 0 | 0 | 0 | 0.0028965 | 0.001562 | 0.0015003 | 0 | 0 | 0 | 0 | 0.00052299 | 0 | 0 | 0.0028965 | 0.001562 | 0.0015003 | 0 | 0.00052299 | 0.006481 | 81383.4507
497 | pkg_0006 | Comprehensive Geothermal Heat Pump Package, Hydronic GHP, Packaged GHP, or Console GHP | TRUE | 38.8004 | Office | GA, Bibb County | 1001_3000 | Small Packaged Unit | gen2_t8_halogen | Georgia | 14.4403 | A: Non Food-Service Buildings with Small Packaged Units | 0.00041072 | 0.00045567 | 0 | 0 | 0 | 0.0013221 | 0.0011191 | 0.0012084 | 0 | 0.00017395 | 0 | 0 | 0 | 0 | 0 | 0.0013221 | 0.0011191 | 0.0012084 | 0 | 0.00017395 | 0.0038236 | 77600.7566
499 | pkg_0006 | Comprehensive Geothermal Heat Pump Package, Hydronic GHP, Packaged GHP, or Console GHP | TRUE | 11.4908 | Office | GA, Bibb County | 3001_8000 | Small Packaged Unit | gen2_t8_halogen | Georgia | 8.3076 | A: Non Food-Service Buildings with Small Packaged Units | 0.00017578 | 0.00021349 | 0 | 0 | 0 | 0.00067895 | 0.00053181 | 0.00048596 | 0 | 9.4753e-05 | 0 | 0 | 0 | 0 | 0 | 0.00067895 | 0.00053181 | 0.00048596 | 0 | 9.4753e-05 | 0.0017915 | 63199.1712
1234 | pkg_0006 | Comprehensive Geothermal Heat Pump Package, Hydronic GHP, Packaged GHP, or Console GHP | TRUE | 4.8609 | Office | GA, Bibb County | 8001_12000 | Small Packaged Unit | gen1_t12_incandescent | Georgia | 13.0142 | A: Non Food-Service Buildings with Small Packaged Units | 0.00022167 | 0.00025723 | 0 | 0 | 0 | 0.00070481 | 0.00066634 | 0.00072379 | 0 | 6.3579e-05 | 0 | 0 | 0 | 0 | 0 | 0.00070481 | 0.00066634 | 0.00072379 | 0 | 6.3579e-05 | 0.0021585 | 48608.5001
6139 | pkg_0006 | Comprehensive Geothermal Heat Pump Package, Hydronic GHP, Packaged GHP, or Console GHP | TRUE | 3.0393 | Office | GA, Bibb County | 12001_30000 | Small Packaged Unit | gen5_led | Georgia | 9.6329 | A: Non Food-Service Buildings with Small Packaged Units | 0.00022099 | 0.00024548 | 0 | 0 | 0 | 0.00083865 | 0.00054471 | 0.00062831 | 0 | 0 | 0 | 0 | 8.619e-05 | 0 | 0 | 0.00083865 | 0.00054471 | 0.00062831 | 0 | 8.619e-05 | 0.0020979 | 63824.8911
19460 | pkg_0006 | Comprehensive Geothermal Heat Pump Package, Hydronic GHP, Packaged GHP, or Console GHP | TRUE | 0.35771 | Office | GA, Bibb County | 100001_150000 | Small Packaged Unit | gen4_led | Georgia | 9.1649 | A: Non Food-Service Buildings with Small Packaged Units | 0.00013434 | 0.00016434 | 0 | 0 | 0 | 0.00058538 | 0.0004678 | 0.00030134 | 0 | 0 | 0 | 0 | 4.3746e-05 | 0 | 0 | 0.00058538 | 0.0004678 | 0.00030134 | 0 | 4.3746e-05 | 0.0013983 | 44713.2426
19461 | pkg_0006 | Comprehensive Geothermal Heat Pump Package, Hydronic GHP, Packaged GHP, or Console GHP | TRUE | 0.41758 | Office | GA, Bibb County | 64001_70000 | Small Packaged Unit | gen2_t8_halogen | Georgia | 8.0543 | A: Non Food-Service Buildings with Small Packaged Units | 7.2414e-05 | 9.1628e-05 | 0 | 0 | 0 | 0.00036389 | 0.00018787 | 0.00019188 | 0 | 2.5247e-05 | 0 | 0 | 0 | 0 | 0 | 0.00036389 | 0.00018787 | 0.00019188 | 0 | 2.5247e-05 | 0.00076889 | 27977.5753
19462 | pkg_0006 | Comprehensive Geothermal Heat Pump Package, Hydronic GHP, Packaged GHP, or Console GHP | TRUE | 0.23031 | Office | GA, Bibb County | 80001_100000 | Small Packaged Unit | gen2_t8_halogen | Georgia | 12.1798 | A: Non Food-Service Buildings with Small Packaged Units | 8.7294e-05 | 0.00010142 | 0 | 0 | 0 | 0.00030751 | 0.00026985 | 0.00026056 | 0 | 0 | 0 | 0 | 2.3519e-05 | 0 | 0 | 0.00030751 | 0.00026985 | 0.00026056 | 0 | 2.3519e-05 | 0.00086144 | 20728.1849
19464 | pkg_0006 | Comprehensive Geothermal Heat Pump Package, Hydronic GHP, Packaged GHP, or Console GHP | TRUE | 0.67839 | Office | GA, Bibb County | 40001_52000 | Small Packaged Unit | gen2_t8_halogen | Georgia | 12.8446 | A: Non Food-Service Buildings with Small Packaged Units | 0.00013979 | 0.0001603 | 0 | 0 | 0 | 0.00055754 | 0.00050694 | 0.00025201 | 0 | 0 | 0 | 0 | 5.1188e-05 | 0 | 0 | 0.00055754 | 0.00050694 | 0.00025201 | 0 | 5.1188e-05 | 0.0013677 | 31205.7104
19465 | pkg_0006 | Comprehensive Geothermal Heat Pump Package, Hydronic GHP, Packaged GHP, or Console GHP | TRUE | 0.53394 | Office | GA, Bibb County | 52001_64000 | Small Packaged Unit | gen4_led | Georgia | 8.5832 | A: Non Food-Service Buildings with Small Packaged Units | 9.0544e-05 | 0.00010616 | 0 | 0 | 0 | 0.00043763 | 0.0002989 | 0.00013375 | 0 | 0 | 0 | 0 | 3.669e-05 | 0 | 0 | 0.00043763 | 0.0002989 | 0.00013375 | 0 | 3.669e-05 | 0.00090697 | 30968.3207
22258 | pkg_0006 | Comprehensive Geothermal Heat Pump Package, Hydronic GHP, Packaged GHP, or Console GHP | TRUE | 0.39859 | Office | GA, Bibb County | 70001_80000 | Zone-by-Zone | gen3_t5_cfl | Georgia | 7.2017 | I: Non-Lodging Buildings with Zone-by-Zone Systems | 7.1038e-05 | 8.5455e-05 | 0 | 0 | 0 | 0.00033092 | 0.00020172 | 0.00016213 | 0 | 0 | 0 | 0 | 3.9831e-05 | 0 | 0 | 0.00033092 | 0.00020172 | 0.00016213 | 0 | 3.9831e-05 | 0.0007346 | 29894.5019
24953 | pkg_0006 | Comprehensive Geothermal Heat Pump Package, Hydronic GHP, Packaged GHP, or Console GHP | TRUE | 0.31894 | Office | GA, Bibb County | 30001_40000 | Small Packaged Unit | gen2_t8_halogen | Georgia | 11.3348 | A: Non Food-Service Buildings with Small Packaged Units | 4.5294e-05 | 5.1449e-05 | 0 | 0 | 0 | 0.0001583 | 0.0001881 | 7.0979e-05 | 0 | 1.4353e-05 | 0 | 0 | 0 | 0 | 0 | 0.0001583 | 0.0001881 | 7.0979e-05 | 0 | 1.4353e-05 | 0.00043173 | 11162.7781
39679 | pkg_0006 | Comprehensive Geothermal Heat Pump Package, Hydronic GHP, Packaged GHP, or Console GHP | FALSE | 0.15901 | Office | GA, Bibb County | 200001_400000 | Multizone CAV/VAV | gen2_t8_halogen | Georgia | 10.5771 | F: Buildings with Electric Resistance Multizone Systems | 0.000182 | 0.00020516 | 0 | 0 | 0 | 0.00086077 | 0.00055534 | 0.00028858 | 0 | 1.6914e-05 | 0 | 0 | 0 | 0 | 0 | 0.00086077 | 0.00055534 | 0.00028858 | 0 | 1.6914e-05 | 0.0017216 | 47702.3883
39683 | pkg_0006 | Comprehensive Geothermal Heat Pump Package, Hydronic GHP, Packaged GHP, or Console GHP | FALSE | 0.088127 | Office | GA, Bibb County | 400001_600000 | Multizone CAV/VAV | gen1_t12_incandescent | Georgia | 15.3964 | F: Buildings with Electric Resistance Multizone Systems | 0.0002398 | 0.00027586 | 0 | 0 | 0 | 0.0012535 | 0.00058734 | 0.00046007 | 0 | 1.3957e-05 | 0 | 0 | 0 | 0 | 0 | 0.0012535 | 0.00058734 | 0.00046007 | 0 | 1.3957e-05 | 0.0023149 | 44063.4998
43823 | pkg_0006 | Comprehensive Geothermal Heat Pump Package, Hydronic GHP, Packaged GHP, or Console GHP | FALSE | 0.074164 | Office | GA, Bibb County | 600001_1mil | Multizone CAV/VAV | gen3_t5_cfl | Georgia | 17.3684 | D: Buildings with Hydronically Heated Multizone Systems | 0.00032584 | 0.00037664 | 0 | 0 | 0 | 0.0017405 | 0.00064491 | 0.00032125 | 0 | 0 | 0.00078771 | 0 | 2.1828e-05 | 0 | 0 | 0.0025282 | 0.00064491 | 0.00032125 | 0 | 2.1828e-05 | 0.0035162 | 59331.5127
51181 | pkg_0006 | Comprehensive Geothermal Heat Pump Package, Hydronic GHP, Packaged GHP, or Console GHP | TRUE | 0.42843 | Office | GA, Bibb County | 150001_200000 | Multizone CAV/VAV | gen2_t8_halogen | Georgia | 9.5315 | D: Buildings with Hydronically Heated Multizone Systems | 0.000259 | 0.00029058 | 0 | 0 | 0 | 0.0009763 | 0.00064699 | 0.00078482 | 0 | 3.0318e-05 | 0 | 0 | 0 | 0 | 0 | 0.0009763 | 0.00064699 | 0.00078482 | 0 | 3.0318e-05 | 0.0024384 | 74975.8941
496 | pkg_0007 | Package 6, Demand Flexibility, Lighting + Thermostat Control, Load Shed for Daily Bldg Peak Reduction | TRUE | 81.3835 | Office | GA, Bibb County | _1000 | Small Packaged Unit | gen2_t8_halogen | Georgia | 39.5556 | A: Non Food-Service Buildings with Small Packaged Units | 0.0010353 | 0.0011242 | 0 | 0 | 0 | 0.0044647 | 0.001562 | 0.0014286 | 0 | 0 | 0.003006 | 0 | 0.00052299 | 0 | 0 | 0.0074707 | 0.001562 | 0.0014286 | 0 | 0.00052299 | 0.010984 | 81383.4507
497 | pkg_0007 | Package 6, Demand Flexibility, Lighting + Thermostat Control, Load Shed for Daily Bldg Peak Reduction | TRUE | 38.8004 | Office | GA, Bibb County | 1001_3000 | Small Packaged Unit | gen2_t8_halogen | Georgia | 21.3792 | A: Non Food-Service Buildings with Small Packaged Units | 0.0005716 | 0.00063844 | 0 | 0 | 0 | 0.0025401 | 0.0011191 | 0.0011371 | 0 | 0.00017395 | 0.00069102 | 0 | 0 | 0 | 0 | 0.0032311 | 0.0011191 | 0.0011371 | 0 | 0.00017395 | 0.0056609 | 77600.7566
499 | pkg_0007 | Package 6, Demand Flexibility, Lighting + Thermostat Control, Load Shed for Daily Bldg Peak Reduction | TRUE | 11.4908 | Office | GA, Bibb County | 3001_8000 | Small Packaged Unit | gen2_t8_halogen | Georgia | 13.9086 | A: Non Food-Service Buildings with Small Packaged Units | 0.00028062 | 0.00032741 | 0 | 0 | 0 | 0.0013688 | 0.00053181 | 0.00043064 | 0 | 9.4753e-05 | 0.00057342 | 0 | 0 | 0 | 0 | 0.0019422 | 0.00053181 | 0.00043064 | 0 | 9.4753e-05 | 0.0029993 | 63199.1712
1234 | pkg_0007 | Package 6, Demand Flexibility, Lighting + Thermostat Control, Load Shed for Daily Bldg Peak Reduction | TRUE | 4.8609 | Office | GA, Bibb County | 8001_12000 | Small Packaged Unit | gen1_t12_incandescent | Georgia | 16.5592 | A: Non Food-Service Buildings with Small Packaged Units | 0.00028391 | 0.00032729 | 0 | 0 | 0 | 0.0013465 | 0.00066634 | 0.00067012 | 0 | 6.3579e-05 | 0 | 0 | 0 | 0 | 0 | 0.0013465 | 0.00066634 | 0.00067012 | 0 | 6.3579e-05 | 0.0027465 | 48608.5001
6139 | pkg_0007 | Package 6, Demand Flexibility, Lighting + Thermostat Control, Load Shed for Daily Bldg Peak Reduction | TRUE | 3.0393 | Office | GA, Bibb County | 12001_30000 | Small Packaged Unit | gen5_led | Georgia | 15.7362 | A: Non Food-Service Buildings with Small Packaged Units | 0.00034378 | 0.00037969 | 0 | 0 | 0 | 0.001739 | 0.00054471 | 0.00059512 | 0 | 0 | 0.00046203 | 0 | 8.619e-05 | 0 | 0 | 0.002201 | 0.00054471 | 0.00059512 | 0 | 8.619e-05 | 0.003427 | 63824.8911
19460 | pkg_0007 | Package 6, Demand Flexibility, Lighting + Thermostat Control, Load Shed for Daily Bldg Peak Reduction | TRUE | 0.35771 | Office | GA, Bibb County | 100001_150000 | Small Packaged Unit | gen4_led | Georgia | 14.804 | A: Non Food-Service Buildings with Small Packaged Units | 0.0002204 | 0.00026354 | 0 | 0 | 0 | 0.0014075 | 0.0004678 | 0.00027592 | 0 | 0 | 6.3604e-05 | 0 | 4.3746e-05 | 0 | 0 | 0.0014711 | 0.0004678 | 0.00027592 | 0 | 4.3746e-05 | 0.0022586 | 44713.2426
19461 | pkg_0007 | Package 6, Demand Flexibility, Lighting + Thermostat Control, Load Shed for Daily Bldg Peak Reduction | TRUE | 0.41758 | Office | GA, Bibb County | 64001_70000 | Small Packaged Unit | gen2_t8_halogen | Georgia | 9.8102 | A: Non Food-Service Buildings with Small Packaged Units | 7.9144e-05 | 0.00011076 | 0 | 0 | 0 | 0.00054005 | 0.00018787 | 0.00016725 | 0 | 2.5247e-05 | 1.6089e-05 | 0 | 0 | 0 | 0 | 0.00055614 | 0.00018787 | 0.00016725 | 0 | 2.5247e-05 | 0.00093651 | 27977.5753
19462 | pkg_0007 | Package 6, Demand Flexibility, Lighting + Thermostat Control, Load Shed for Daily Bldg Peak Reduction | TRUE | 0.23031 | Office | GA, Bibb County | 80001_100000 | Small Packaged Unit | gen2_t8_halogen | Georgia | 18.4343 | A: Non Food-Service Buildings with Small Packaged Units | 0.00013267 | 0.00015333 | 0 | 0 | 0 | 0.00075277 | 0.00026985 | 0.0002422 | 0 | 0 | 1.5473e-05 | 0 | 2.3519e-05 | 0 | 0 | 0.00076824 | 0.00026985 | 0.0002422 | 0 | 2.3519e-05 | 0.0013038 | 20728.1849
19464 | pkg_0007 | Package 6, Demand Flexibility, Lighting + Thermostat Control, Load Shed for Daily Bldg Peak Reduction | TRUE | 0.67839 | Office | GA, Bibb County | 40001_52000 | Small Packaged Unit | gen2_t8_halogen | Georgia | 19.7408 | A: Non Food-Service Buildings with Small Packaged Units | 0.00021816 | 0.00024582 | 0 | 0 | 0 | 0.0012812 | 0.00050694 | 0.00022467 | 0 | 0 | 3.7994e-05 | 0 | 5.1188e-05 | 0 | 0 | 0.0013192 | 0.00050694 | 0.00022467 | 0 | 5.1188e-05 | 0.002102 | 31205.7104
19465 | pkg_0007 | Package 6, Demand Flexibility, Lighting + Thermostat Control, Load Shed for Daily Bldg Peak Reduction | TRUE | 0.53394 | Office | GA, Bibb County | 52001_64000 | Small Packaged Unit | gen4_led | Georgia | 11.6194 | A: Non Food-Service Buildings with Small Packaged Units | 0.00010146 | 0.00012835 | 0 | 0 | 0 | 0.00046873 | 0.0002989 | 0.00011699 | 0 | 0 | 0.00030651 | 0 | 3.669e-05 | 0 | 0 | 0.00077524 | 0.0002989 | 0.00011699 | 0 | 3.669e-05 | 0.0012278 | 30968.3207
22258 | pkg_0007 | Package 6, Demand Flexibility, Lighting + Thermostat Control, Load Shed for Daily Bldg Peak Reduction | TRUE | 0.39859 | Office | GA, Bibb County | 70001_80000 | Zone-by-Zone | gen3_t5_cfl | Georgia | 8.9348 | I: Non-Lodging Buildings with Zone-by-Zone Systems | 7.9882e-05 | 9.4699e-05 | 0 | 0 | 0 | 0.00029759 | 0.00020172 | 0.00014641 | 0 | 0 | 0.00022584 | 0 | 3.9831e-05 | 0 | 0 | 0.00052343 | 0.00020172 | 0.00014641 | 0 | 3.9831e-05 | 0.00091139 | 29894.5019
24953 | pkg_0007 | Package 6, Demand Flexibility, Lighting + Thermostat Control, Load Shed for Daily Bldg Peak Reduction | TRUE | 0.31894 | Office | GA, Bibb County | 30001_40000 | Small Packaged Unit | gen2_t8_halogen | Georgia | 17.8107 | A: Non Food-Service Buildings with Small Packaged Units | 6.7524e-05 | 7.6512e-05 | 0 | 0 | 0 | 0.00033045 | 0.0001881 | 6.2777e-05 | 0 | 1.4356e-05 | 8.2708e-05 | 0 | 0 | 0 | 0 | 0.00041316 | 0.0001881 | 6.2777e-05 | 0 | 1.4356e-05 | 0.00067839 | 11162.7781
39679 | pkg_0007 | Package 6, Demand Flexibility, Lighting + Thermostat Control, Load Shed for Daily Bldg Peak Reduction | TRUE | 0.15901 | Office | GA, Bibb County | 200001_400000 | Multizone CAV/VAV | gen2_t8_halogen | Georgia | 10.3433 | F: Buildings with Electric Resistance Multizone Systems | 0.00017881 | 0.00020063 | 0 | 0 | 0 | 0.00085667 | 0.00055534 | 0.00025462 | 0 | 1.6914e-05 | 0 | 0 | 0 | 0 | 0 | 0.00085667 | 0.00055534 | 0.00025462 | 0 | 1.6914e-05 | 0.0016835 | 47702.3883
39683 | pkg_0007 | Package 6, Demand Flexibility, Lighting + Thermostat Control, Load Shed for Daily Bldg Peak Reduction | TRUE | 0.088127 | Office | GA, Bibb County | 400001_600000 | Multizone CAV/VAV | gen1_t12_incandescent | Georgia | 14.9028 | F: Buildings with Electric Resistance Multizone Systems | 0.00023288 | 0.00026702 | 0 | 0 | 0 | 0.0012326 | 0.00058734 | 0.00040681 | 0 | 1.3957e-05 | 0 | 0 | 0 | 0 | 0 | 0.0012326 | 0.00058734 | 0.00040681 | 0 | 1.3957e-05 | 0.0022407 | 44063.4998
43823 | pkg_0007 | Package 6, Demand Flexibility, Lighting + Thermostat Control, Load Shed for Daily Bldg Peak Reduction | TRUE | 0.074164 | Office | GA, Bibb County | 600001_1mil | Multizone CAV/VAV | gen3_t5_cfl | Georgia | 17.2324 | D: Buildings with Hydronically Heated Multizone Systems | 0.0003244 | 0.00037245 | 0 | 0 | 0 | 0.0017279 | 0.00064491 | 0.00028908 | 0 | 0 | 0.00080497 | 0 | 2.1828e-05 | 0 | 0 | 0.0025328 | 0.00064491 | 0.00028908 | 0 | 2.1828e-05 | 0.0034887 | 59331.5127
51181 | pkg_0007 | Package 6, Demand Flexibility, Lighting + Thermostat Control, Load Shed for Daily Bldg Peak Reduction | TRUE | 0.42843 | Office | GA, Bibb County | 150001_200000 | Multizone CAV/VAV | gen2_t8_halogen | Georgia | 12.9433 | D: Buildings with Hydronically Heated Multizone Systems | 0.00029954 | 0.00033567 | 0 | 0 | 0 | 0.00079045 | 0.00064699 | 0.00071791 | 0 | 3.0318e-05 | 0.0011256 | 0 | 0 | 0 | 0 | 0.0019161 | 0.00064699 | 0.00071791 | 0 | 3.0318e-05 | 0.0033113 | 74975.8941
43821 | env_0001 | Wall Insulation | TRUE | 0.092567 | Office | GA, Cobb County | over_1mil | Multizone CAV/VAV | gen2_t8_halogen | Georgia | 13.6556 | D: Buildings with Hydronically Heated Multizone Systems | 0.00044163 | 0.00049681 | 0 | 0 | 0 | 0.0016906 | 0.0010418 | 0.00067526 | 0 | 2.6995e-05 | 0.0013099 | 0 | 0 | 0 | 0 | 0.0030004 | 0.0010418 | 0.00067526 | 0 | 2.6995e-05 | 0.0047445 | 101823.9495
43821 | env_0002 | Roof Insulation | TRUE | 0.092567 | Office | GA, Cobb County | over_1mil | Multizone CAV/VAV | gen2_t8_halogen | Georgia | 12.833 | D: Buildings with Hydronically Heated Multizone Systems | 0.00042216 | 0.00047633 | 0 | 0 | 0 | 0.001664 | 0.0010418 | 0.00067526 | 0 | 2.6995e-05 | 0.0010506 | 0 | 0 | 0 | 0 | 0.0027146 | 0.0010418 | 0.00067526 | 0 | 2.6995e-05 | 0.0044587 | 101823.9495
43821 | env_0003 | Secondary Windows | TRUE | 0.092567 | Office | GA, Cobb County | over_1mil | Multizone CAV/VAV | gen2_t8_halogen | Georgia | 13.7116 | D: Buildings with Hydronically Heated Multizone Systems | 0.00044296 | 0.00049812 | 0 | 0 | 0 | 0.0016906 | 0.0010418 | 0.00067526 | 0 | 2.6995e-05 | 0.0013293 | 0 | 0 | 0 | 0 | 0.0030199 | 0.0010418 | 0.00067526 | 0 | 2.6995e-05 | 0.0047639 | 101823.9495
43821 | env_0004 | Window Film | TRUE | 0.092567 | Office | GA, Cobb County | over_1mil | Multizone CAV/VAV | gen2_t8_halogen | Georgia | 13.8287 | D: Buildings with Hydronically Heated Multizone Systems | 0.0004456 | 0.00050066 | 0 | 0 | 0 | 0.0016873 | 0.0010418 | 0.00067526 | 0 | 2.6995e-05 | 0.0013733 | 0 | 0 | 0 | 0 | 0.0030606 | 0.0010418 | 0.00067526 | 0 | 2.6995e-05 | 0.0048046 | 101823.9495
43821 | env_0005 | New Windows | TRUE | 0.092567 | Office | GA, Cobb County | over_1mil | Multizone CAV/VAV | gen2_t8_halogen | Georgia | 13.791 | D: Buildings with Hydronically Heated Multizone Systems | 0.00044475 | 0.00049981 | 0 | 0 | 0 | 0.0016878 | 0.0010418 | 0.00067526 | 0 | 2.6995e-05 | 0.0013597 | 0 | 0 | 0 | 0 | 0.0030475 | 0.0010418 | 0.00067526 | 0 | 2.6995e-05 | 0.0047915 | 101823.9495
43821 | hvac_0001 | HP Boiler, Electric Backup | TRUE | 0.092567 | Office | GA, Cobb County | over_1mil | Multizone CAV/VAV | gen2_t8_halogen | Georgia | 10.868 | D: Buildings with Hydronically Heated Multizone Systems | 0.00039727 | 0.00044997 | 0 | 0 | 0 | 0.0020319 | 0.0010418 | 0.00067526 | 0 | 2.6995e-05 | 0 | 0 | 0 | 0 | 0 | 0.0020319 | 0.0010418 | 0.00067526 | 0 | 2.6995e-05 | 0.003776 | 101823.9495
43821 | hvac_0002 | HP Boiler, Gas Backup | TRUE | 0.092567 | Office | GA, Cobb County | over_1mil | Multizone CAV/VAV | gen2_t8_halogen | Georgia | 10.8733 | D: Buildings with Hydronically Heated Multizone Systems | 0.0003971 | 0.00044973 | 0 | 0 | 0 | 0.002025 | 0.0010418 | 0.00067526 | 0 | 2.6995e-05 | 8.7579e-06 | 0 | 0 | 0 | 0 | 0.0020337 | 0.0010418 | 0.00067526 | 0 | 2.6995e-05 | 0.0037778 | 101823.9495
43821 | hvac_0003 | DOAS HP Minisplits | FALSE | 0.092567 | Office | GA, Cobb County | over_1mil | Multizone CAV/VAV | gen2_t8_halogen | Georgia | 13.7008 | D: Buildings with Hydronically Heated Multizone Systems | 0.00044271 | 0.00049801 | 0 | 0 | 0 | 0.0016934 | 0.0010418 | 0.00067526 | 0 | 2.6995e-05 | 0.0013227 | 0 | 0 | 0 | 0 | 0.0030161 | 0.0010418 | 0.00067526 | 0 | 2.6995e-05 | 0.0047602 | 101823.9495
43821 | hvac_0004 | Variable Speed HP RTU, Original Heating Fuel Backup | FALSE | 0.092567 | Office | GA, Cobb County | over_1mil | Multizone CAV/VAV | gen2_t8_halogen | Georgia | 13.7008 | D: Buildings with Hydronically Heated Multizone Systems | 0.00044271 | 0.00049801 | 0 | 0 | 0 | 0.0016934 | 0.0010418 | 0.00067526 | 0 | 2.6995e-05 | 0.0013227 | 0 | 0 | 0 | 0 | 0.0030161 | 0.0010418 | 0.00067526 | 0 | 2.6995e-05 | 0.0047602 | 101823.9495
43821 | hvac_0005 | Variable Speed HP RTU, Electric Backup | FALSE | 0.092567 | Office | GA, Cobb County | over_1mil | Multizone CAV/VAV | gen2_t8_halogen | Georgia | 13.7008 | D: Buildings with Hydronically Heated Multizone Systems | 0.00044271 | 0.00049801 | 0 | 0 | 0 | 0.0016934 | 0.0010418 | 0.00067526 | 0 | 2.6995e-05 | 0.0013227 | 0 | 0 | 0 | 0 | 0.0030161 | 0.0010418 | 0.00067526 | 0 | 2.6995e-05 | 0.0047602 | 101823.9495
43821 | hvac_0006 | VRF with DOAS | FALSE | 0.092567 | Office | GA, Cobb County | over_1mil | Multizone CAV/VAV | gen2_t8_halogen | Georgia | 13.7008 | D: Buildings with Hydronically Heated Multizone Systems | 0.00044271 | 0.00049801 | 0 | 0 | 0 | 0.0016934 | 0.0010418 | 0.00067526 | 0 | 2.6995e-05 | 0.0013227 | 0 | 0 | 0 | 0 | 0.0030161 | 0.0010418 | 0.00067526 | 0 | 2.6995e-05 | 0.0047602 | 101823.9495
43821 | hvac_0007 | Demand Control Ventilation | TRUE | 0.092567 | Office | GA, Cobb County | over_1mil | Multizone CAV/VAV | gen2_t8_halogen | Georgia | 13.6878 | D: Buildings with Hydronically Heated Multizone Systems | 0.00044679 | 0.0005002 | 0 | 0 | 0 | 0.0017411 | 0.0010418 | 0.00067526 | 0 | 2.6995e-05 | 0.0012705 | 0 | 0 | 0 | 0 | 0.0030116 | 0.0010418 | 0.00067526 | 0 | 2.6995e-05 | 0.0047557 | 101823.9495
43821 | hvac_0008 | Energy Recovery for AHUs | TRUE | 0.092567 | Office | GA, Cobb County | over_1mil | Multizone CAV/VAV | gen2_t8_halogen | Georgia | 13.6445 | D: Buildings with Hydronically Heated Multizone Systems | 0.00044359 | 0.00049855 | 0 | 0 | 0 | 0.0017286 | 0.0010418 | 0.00067526 | 0 | 2.6995e-05 | 0.001268 | 0 | 0 | 0 | 0 | 0.0029966 | 0.0010418 | 0.00067526 | 0 | 2.6995e-05 | 0.0047406 | 101823.9495
43821 | hvac_0009 | Air Side Economizers for AHUs | TRUE | 0.092567 | Office | GA, Cobb County | over_1mil | Multizone CAV/VAV | gen2_t8_halogen | Georgia | 13.4794 | D: Buildings with Hydronically Heated Multizone Systems | 0.00043426 | 0.00048848 | 0 | 0 | 0 | 0.0016096 | 0.0010418 | 0.00067526 | 0 | 2.6995e-05 | 0.0013296 | 0 | 0 | 0 | 0 | 0.0029392 | 0.0010418 | 0.00067526 | 0 | 2.6995e-05 | 0.0046833 | 101823.9495
43821 | hvac_0010 | VRF with DOAS, 25pct Heat Pump Upsizing Allowance | FALSE | 0.092567 | Office | GA, Cobb County | over_1mil | Multizone CAV/VAV | gen2_t8_halogen | Georgia | 13.7008 | D: Buildings with Hydronically Heated Multizone Systems | 0.00044271 | 0.00049801 | 0 | 0 | 0 | 0.0016934 | 0.0010418 | 0.00067526 | 0 | 2.6995e-05 | 0.0013227 | 0 | 0 | 0 | 0 | 0.0030161 | 0.0010418 | 0.00067526 | 0 | 2.6995e-05 | 0.0047602 | 101823.9495
43821 | hvac_0012 | Unoccupied AHU Control | TRUE | 0.092567 | Office | GA, Cobb County | over_1mil | Multizone CAV/VAV | gen2_t8_halogen | Georgia | 11.7138 | D: Buildings with Hydronically Heated Multizone Systems | 0.00037272 | 0.00043384 | 0 | 0 | 0 | 0.0013486 | 0.0010418 | 0.00067526 | 0 | 2.6998e-05 | 0.00097715 | 0 | 0 | 0 | 0 | 0.0023258 | 0.0010418 | 0.00067526 | 0 | 2.6998e-05 | 0.0040698 | 101823.9495
43821 | hvac_0013 | Variable Speed HP RTU, Electric Backup, Energy Recovery | FALSE | 0.092567 | Office | GA, Cobb County | over_1mil | Multizone CAV/VAV | gen2_t8_halogen | Georgia | 13.7008 | D: Buildings with Hydronically Heated Multizone Systems | 0.00044271 | 0.00049801 | 0 | 0 | 0 | 0.0016934 | 0.0010418 | 0.00067526 | 0 | 2.6995e-05 | 0.0013227 | 0 | 0 | 0 | 0 | 0.0030161 | 0.0010418 | 0.00067526 | 0 | 2.6995e-05 | 0.0047602 | 101823.9495
43821 | hvac_0014 | Advanced RTU Controls | FALSE | 0.092567 | Office | GA, Cobb County | over_1mil | Multizone CAV/VAV | gen2_t8_halogen | Georgia | 13.7008 | D: Buildings with Hydronically Heated Multizone Systems | 0.00044271 | 0.00049801 | 0 | 0 | 0 | 0.0016934 | 0.0010418 | 0.00067526 | 0 | 2.6995e-05 | 0.0013227 | 0 | 0 | 0 | 0 | 0.0030161 | 0.0010418 | 0.00067526 | 0 | 2.6995e-05 | 0.0047602 | 101823.9495
43821 | hvac_0015 | Hydronic Water-to-Water Geothermal Heat Pump | FALSE | 0.092567 | Office | GA, Cobb County | over_1mil | Multizone CAV/VAV | gen2_t8_halogen | Georgia | 13.7008 | D: Buildings with Hydronically Heated Multizone Systems | 0.00044271 | 0.00049801 | 0 | 0 | 0 | 0.0016934 | 0.0010418 | 0.00067526 | 0 | 2.6995e-05 | 0.0013227 | 0 | 0 | 0 | 0 | 0.0030161 | 0.0010418 | 0.00067526 | 0 | 2.6995e-05 | 0.0047602 | 101823.9495
43821 | hvac_0016 | Packaged Water-to-Air Geothermal Heat Pump | FALSE | 0.092567 | Office | GA, Cobb County | over_1mil | Multizone CAV/VAV | gen2_t8_halogen | Georgia | 13.7008 | D: Buildings with Hydronically Heated Multizone Systems | 0.00044271 | 0.00049801 | 0 | 0 | 0 | 0.0016934 | 0.0010418 | 0.00067526 | 0 | 2.6995e-05 | 0.0013227 | 0 | 0 | 0 | 0 | 0.0030161 | 0.0010418 | 0.00067526 | 0 | 2.6995e-05 | 0.0047602 | 101823.9495
43821 | hvac_0017 | Console Water-to-Air Geothermal Heat Pump | FALSE | 0.092567 | Office | GA, Cobb County | over_1mil | Multizone CAV/VAV | gen2_t8_halogen | Georgia | 13.7008 | D: Buildings with Hydronically Heated Multizone Systems | 0.00044271 | 0.00049801 | 0 | 0 | 0 | 0.0016934 | 0.0010418 | 0.00067526 | 0 | 2.6995e-05 | 0.0013227 | 0 | 0 | 0 | 0 | 0.0030161 | 0.0010418 | 0.00067526 | 0 | 2.6995e-05 | 0.0047602 | 101823.9495
43821 | hvac_0018 | Standard Performance HP RTU, Electric Backup | FALSE | 0.092567 | Office | GA, Cobb County | over_1mil | Multizone CAV/VAV | gen2_t8_halogen | Georgia | 13.7008 | D: Buildings with Hydronically Heated Multizone Systems | 0.00044271 | 0.00049801 | 0 | 0 | 0 | 0.0016934 | 0.0010418 | 0.00067526 | 0 | 2.6995e-05 | 0.0013227 | 0 | 0 | 0 | 0 | 0.0030161 | 0.0010418 | 0.00067526 | 0 | 2.6995e-05 | 0.0047602 | 101823.9495
43821 | hvac_0019 | Standard Performance HP RTU, Electric Backup + Roof Insulation | FALSE | 0.092567 | Office | GA, Cobb County | over_1mil | Multizone CAV/VAV | gen2_t8_halogen | Georgia | 13.7008 | D: Buildings with Hydronically Heated Multizone Systems | 0.00044271 | 0.00049801 | 0 | 0 | 0 | 0.0016934 | 0.0010418 | 0.00067526 | 0 | 2.6995e-05 | 0.0013227 | 0 | 0 | 0 | 0 | 0.0030161 | 0.0010418 | 0.00067526 | 0 | 2.6995e-05 | 0.0047602 | 101823.9495
43821 | hvac_0020 | Standard Performance HP RTU, Electric Backup, 32F Minimum Compressor Lockout | FALSE | 0.092567 | Office | GA, Cobb County | over_1mil | Multizone CAV/VAV | gen2_t8_halogen | Georgia | 13.7008 | D: Buildings with Hydronically Heated Multizone Systems | 0.00044271 | 0.00049801 | 0 | 0 | 0 | 0.0016934 | 0.0010418 | 0.00067526 | 0 | 2.6995e-05 | 0.0013227 | 0 | 0 | 0 | 0 | 0.0030161 | 0.0010418 | 0.00067526 | 0 | 2.6995e-05 | 0.0047602 | 101823.9495
43821 | hvac_0021 | Cold Climate Challenge HP RTU, Electric Backup | FALSE | 0.092567 | Office | GA, Cobb County | over_1mil | Multizone CAV/VAV | gen2_t8_halogen | Georgia | 13.7008 | D: Buildings with Hydronically Heated Multizone Systems | 0.00044271 | 0.00049801 | 0 | 0 | 0 | 0.0016934 | 0.0010418 | 0.00067526 | 0 | 2.6995e-05 | 0.0013227 | 0 | 0 | 0 | 0 | 0.0030161 | 0.0010418 | 0.00067526 | 0 | 2.6995e-05 | 0.0047602 | 101823.9495
43821 | hvac_0022 | Ideal Thermal Air Loads | TRUE | 0.092567 | Office | GA, Cobb County | over_1mil | Multizone CAV/VAV | gen2_t8_halogen | Georgia | 13.5932 | D: Buildings with Hydronically Heated Multizone Systems | 0.00017762 | 0.00020783 | 0.0026639 | 0.00031481 | 0 | 1.4915e-08 | 0.0010418 | 0.00067526 | 0 | 2.6995e-05 | 0 | 0 | 0 | 0 | 0 | 0.0029788 | 0.0010418 | 0.00067526 | 0 | 2.6995e-05 | 0.0047228 | 101823.9495
43821 | ltg_0001 | LED Lighting | TRUE | 0.092567 | Office | GA, Cobb County | over_1mil | Multizone CAV/VAV | gen2_t8_halogen | Georgia | 13.3917 | D: Buildings with Hydronically Heated Multizone Systems | 0.00043085 | 0.00047855 | 0 | 0 | 0 | 0.0016836 | 0.0010418 | 0.00045042 | 0 | 2.6995e-05 | 0.00145 | 0 | 0 | 0 | 0 | 0.0031336 | 0.0010418 | 0.00045042 | 0 | 2.6995e-05 | 0.0046528 | 101823.9495
43821 | ppl_0001 | Electric Kitchen Equipment | FALSE | 0.092567 | Office | GA, Cobb County | over_1mil | Multizone CAV/VAV | gen2_t8_halogen | Georgia | 13.7008 | D: Buildings with Hydronically Heated Multizone Systems | 0.00044271 | 0.00049801 | 0 | 0 | 0 | 0.0016934 | 0.0010418 | 0.00067526 | 0 | 2.6995e-05 | 0.0013227 | 0 | 0 | 0 | 0 | 0.0030161 | 0.0010418 | 0.00067526 | 0 | 2.6995e-05 | 0.0047602 | 101823.9495
43821 | dr_0001 | Demand Flexibility, Thermostat Control, Load Shed for Daily Bldg Peak Reduction | TRUE | 0.092567 | Office | GA, Cobb County | over_1mil | Multizone CAV/VAV | gen2_t8_halogen | Georgia | 13.692 | D: Buildings with Hydronically Heated Multizone Systems | 0.00044251 | 0.00049767 | 0 | 0 | 0 | 0.0016909 | 0.0010418 | 0.00067526 | 0 | 2.6995e-05 | 0.0013222 | 0 | 0 | 0 | 0 | 0.0030131 | 0.0010418 | 0.00067526 | 0 | 2.6995e-05 | 0.0047571 | 101823.9495
43821 | dr_0002 | Demand Flexibility, Thermostat Control, Load Shift for Daily Bldg Peak Reduction | TRUE | 0.092567 | Office | GA, Cobb County | over_1mil | Multizone CAV/VAV | gen2_t8_halogen | Georgia | 13.7077 | D: Buildings with Hydronically Heated Multizone Systems | 0.00044297 | 0.00049824 | 0 | 0 | 0 | 0.0016947 | 0.0010418 | 0.00067526 | 0 | 2.6995e-05 | 0.0013238 | 0 | 0 | 0 | 0 | 0.0030185 | 0.0010418 | 0.00067526 | 0 | 2.6995e-05 | 0.0047626 | 101823.9495
43821 | dr_0003 | Demand Flexibility, Lighting Control, Load Shed for Daily Bldg Peak Reduction | TRUE | 0.092567 | Office | GA, Cobb County | over_1mil | Multizone CAV/VAV | gen2_t8_halogen | Georgia | 13.6017 | D: Buildings with Hydronically Heated Multizone Systems | 0.00044027 | 0.0004914 | 0 | 0 | 0 | 0.0016902 | 0.0010418 | 0.00059623 | 0 | 2.6995e-05 | 0.0013706 | 0 | 0 | 0 | 0 | 0.0030607 | 0.0010418 | 0.00059623 | 0 | 2.6995e-05 | 0.0047258 | 101823.9495
43821 | dr_0004 | Demand Flexibility, Lighting Control, Load Shed for Daily GHG Emission Reduction | TRUE | 0.092567 | Office | GA, Cobb County | over_1mil | Multizone CAV/VAV | gen2_t8_halogen | Georgia | 13.6622 | D: Buildings with Hydronically Heated Multizone Systems | 0.00043983 | 0.00049493 | 0 | 0 | 0 | 0.0016921 | 0.0010418 | 0.00063479 | 0 | 2.6995e-05 | 0.001351 | 0 | 0 | 0 | 0 | 0.0030432 | 0.0010418 | 0.00063479 | 0 | 2.6995e-05 | 0.0047468 | 101823.9495
43821 | pkg_0001 | Package 1, Wall & Roof Insulation + New Windows | TRUE | 0.092567 | Office | GA, Cobb County | over_1mil | Multizone CAV/VAV | gen2_t8_halogen | Georgia | 12.9388 | D: Buildings with Hydronically Heated Multizone Systems | 0.00042447 | 0.00047852 | 0 | 0 | 0 | 0.001659 | 0.0010418 | 0.00067526 | 0 | 2.6995e-05 | 0.0010924 | 0 | 0 | 0 | 0 | 0.0027514 | 0.0010418 | 0.00067526 | 0 | 2.6995e-05 | 0.0044954 | 101823.9495
43821 | pkg_0002 | Package 2, LED Lighting + Variable Speed HP RTU or HP Boilers | TRUE | 0.092567 | Office | GA, Cobb County | over_1mil | Multizone CAV/VAV | gen2_t8_halogen | Georgia | 10.2999 | D: Buildings with Hydronically Heated Multizone Systems | 0.00038076 | 0.00042645 | 0 | 0 | 0 | 0.0020594 | 0.0010418 | 0.00045042 | 0 | 2.6995e-05 | 0 | 0 | 0 | 0 | 0 | 0.0020594 | 0.0010418 | 0.00045042 | 0 | 2.6995e-05 | 0.0035786 | 101823.9495
43821 | pkg_0003 | Package 3, LED Lighting + Standard Performance HP RTU or HP Boilers | TRUE | 0.092567 | Office | GA, Cobb County | over_1mil | Multizone CAV/VAV | gen2_t8_halogen | Georgia | 10.2999 | D: Buildings with Hydronically Heated Multizone Systems | 0.00038076 | 0.00042645 | 0 | 0 | 0 | 0.0020594 | 0.0010418 | 0.00045042 | 0 | 2.6995e-05 | 0 | 0 | 0 | 0 | 0 | 0.0020594 | 0.0010418 | 0.00045042 | 0 | 2.6995e-05 | 0.0035786 | 101823.9495
43821 | pkg_0004 | Package 4, Package 1 + Package 2 | TRUE | 0.092567 | Office | GA, Cobb County | over_1mil | Multizone CAV/VAV | gen2_t8_halogen | Georgia | 9.9988 | D: Buildings with Hydronically Heated Multizone Systems | 0.00036529 | 0.00041399 | 0 | 0 | 0 | 0.0019548 | 0.0010418 | 0.00045042 | 0 | 2.6995e-05 | 0 | 0 | 0 | 0 | 0 | 0.0019548 | 0.0010418 | 0.00045042 | 0 | 2.6995e-05 | 0.003474 | 101823.9495
43821 | pkg_0005 | Package 5, Variable Speed HP RTU or HP Boilers + Economizer + DCV + Energy Recovery | TRUE | 0.092567 | Office | GA, Cobb County | over_1mil | Multizone CAV/VAV | gen2_t8_halogen | Georgia | 10.5336 | D: Buildings with Hydronically Heated Multizone Systems | 0.00038498 | 0.00043613 | 0 | 0 | 0 | 0.0019158 | 0.0010418 | 0.00067526 | 0 | 2.6995e-05 | 0 | 0 | 0 | 0 | 0 | 0.0019158 | 0.0010418 | 0.00067526 | 0 | 2.6995e-05 | 0.0036598 | 101823.9495
43821 | pkg_0006 | Comprehensive Geothermal Heat Pump Package, Hydronic GHP, Packaged GHP, or Console GHP | FALSE | 0.092567 | Office | GA, Cobb County | over_1mil | Multizone CAV/VAV | gen2_t8_halogen | Georgia | 13.7008 | D: Buildings with Hydronically Heated Multizone Systems | 0.00044271 | 0.00049801 | 0 | 0 | 0 | 0.0016934 | 0.0010418 | 0.00067526 | 0 | 2.6995e-05 | 0.0013227 | 0 | 0 | 0 | 0 | 0.0030161 | 0.0010418 | 0.00067526 | 0 | 2.6995e-05 | 0.0047602 | 101823.9495
43821 | pkg_0007 | Package 6, Demand Flexibility, Lighting + Thermostat Control, Load Shed for Daily Bldg Peak Reduction | TRUE | 0.092567 | Office | GA, Cobb County | over_1mil | Multizone CAV/VAV | gen2_t8_halogen | Georgia | 13.5902 | D: Buildings with Hydronically Heated Multizone Systems | 0.00043999 | 0.00049097 | 0 | 0 | 0 | 0.0016869 | 0.0010418 | 0.00059623 | 0 | 2.6995e-05 | 0.0013698 | 0 | 0 | 0 | 0 | 0.0030568 | 0.0010418 | 0.00059623 | 0 | 2.6995e-05 | 0.0047218 | 101823.9495
617 | baseline | Baseline | TRUE | 38.5393 | Warehouse and Storage | GA, Bibb County | 8001_12000 | Small Packaged Unit | gen4_led | Georgia | 9.6467 | A: Non Food-Service Buildings with Small Packaged Units | 0.0013266 | 0.0014085 | 0 | 0 | 0 | 0.0033968 | 0.0036663 | 0.003651 | 0 | 0 | 0.0019718 | 0 | 0 | 0 | 0 | 0.0053685 | 0.0036663 | 0.003651 | 0 | 0 | 0.012686 | 385392.7509
619 | baseline | Baseline | TRUE | 7.8598 | Warehouse and Storage | GA, Bibb County | 30001_40000 | Small Packaged Unit | gen5_led | Georgia | 9.1299 | A: Non Food-Service Buildings with Small Packaged Units | 0.000844 | 0.0010004 | 0 | 0 | 0 | 0.0044111 | 0.0023121 | 0.0014475 | 0 | 0 | 0.00039923 | 0 | 0 | 0 | 0 | 0.0048103 | 0.0023121 | 0.0014475 | 0 | 0 | 0.0085699 | 275094.1758
621 | baseline | Baseline | TRUE | 45.9176 | Warehouse and Storage | GA, Bibb County | 3001_8000 | Small Packaged Unit | gen2_t8_halogen | Georgia | 10.5955 | A: Non Food-Service Buildings with Small Packaged Units | 0.00099326 | 0.0010671 | 0 | 0 | 0 | 0.0030408 | 0.0026265 | 0.0030622 | 0 | 0 | 0.00040127 | 0 | 0 | 0 | 0 | 0.0034421 | 0.0026265 | 0.0030622 | 0 | 0 | 0.0091304 | 252546.8417
622 | baseline | Baseline | TRUE | 5.4264 | Warehouse and Storage | GA, Bibb County | 52001_64000 | Small Packaged Unit | gen2_t8_halogen | Georgia | 5.9159 | A: Non Food-Service Buildings with Small Packaged Units | 0.0005845 | 0.00073292 | 0 | 0 | 0 | 0.0012141 | 0.0027499 | 0.0019275 | 0 | 0 | 0.00046155 | 0 | 0 | 0 | 0 | 0.0016757 | 0.0027499 | 0.0019275 | 0 | 0 | 0.0063531 | 314731.7079
623 | baseline | Baseline | TRUE | 3.2022 | Warehouse and Storage | GA, Bibb County | 70001_80000 | Small Packaged Unit | gen2_t8_halogen | Georgia | 8.3254 | A: Non Food-Service Buildings with Small Packaged Units | 0.000663 | 0.00079793 | 0 | 0 | 0 | 0.0023919 | 0.0024177 | 0.0017246 | 0 | 0 | 0.000288 | 0 | 0 | 0 | 0 | 0.0026802 | 0.0024177 | 0.0017246 | 0 | 0 | 0.0068226 | 240168.546
624 | baseline | Baseline | TRUE | 12.4891 | Warehouse and Storage | GA, Bibb County | 12001_30000 | Small Packaged Unit | gen5_led | Georgia | 6.9044 | A: Non Food-Service Buildings with Small Packaged Units | 0.0005632 | 0.00067528 | 0 | 0 | 0 | 0.00095208 | 0.0024368 | 0.0016241 | 0 | 0 | 0.0011659 | 0 | 0 | 0 | 0 | 0.0021179 | 0.0024368 | 0.0016241 | 0 | 0 | 0.0061787 | 262270.6971
3981 | baseline | Baseline | TRUE | 33.8335 | Warehouse and Storage | GA, Bibb County | 1001_3000 | Small Packaged Unit | gen5_led | Georgia | 11.0431 | A: Non Food-Service Buildings with Small Packaged Units | 0.000287 | 0.00030385 | 0 | 0 | 0 | 0.0008033 | 0.00072634 | 0.0010201 | 0 | 0 | 0 | 0 | 0 | 0 | 0 | 0.0008033 | 0.00072634 | 0.0010201 | 0 | 0 | 0.0025497 | 67666.9892
4225 | baseline | Baseline | TRUE | 59.1171 | Warehouse and Storage | GA, Bibb County | _1000 | Multizone CAV/VAV | gen2_t8_halogen | Georgia | 22.6306 | D: Buildings with Hydronically Heated Multizone Systems | 0.00044543 | 0.00045934 | 0 | 0 | 0 | 0.00085841 | 0.00068023 | 0.0014092 | 0 | 0 | 0.0016171 | 0 | 0 | 0 | 0 | 0.0024755 | 0.00068023 | 0.0014092 | 0 | 0 | 0.0045649 | 59117.1011
5292 | baseline | Baseline | TRUE | 0.61771 | Warehouse and Storage | GA, Bibb County | 200001_400000 | Small Packaged Unit | gen4_led | Georgia | 4.1946 | A: Non Food-Service Buildings with Small Packaged Units | 0.00024514 | 0.00031075 | 0 | 0 | 0 | 0.000323 | 0.001583 | 0.00064483 | 0 | 0 | 0.00010151 | 0 | 0 | 0 | 0 | 0.0004245 | 0.001583 | 0.00064483 | 0 | 0 | 0.0026523 | 185312.7503
5294 | baseline | Baseline | TRUE | 2.1123 | Warehouse and Storage | GA, Bibb County | 100001_150000 | Small Packaged Unit | gen2_t8_halogen | Georgia | 5.5023 | A: Non Food-Service Buildings with Small Packaged Units | 0.00048375 | 0.00056431 | 0 | 0 | 0 | 0.00067874 | 0.0022192 | 0.0015546 | 0 | 0 | 0.00050464 | 0 | 0 | 0 | 0 | 0.0011834 | 0.0022192 | 0.0015546 | 0 | 0 | 0.0049571 | 264034.7713
5295 | baseline | Baseline | TRUE | 3.6561 | Warehouse and Storage | GA, Bibb County | 80001_100000 | Small Packaged Unit | gen2_t8_halogen | Georgia | 6.8441 | A: Non Food-Service Buildings with Small Packaged Units | 0.00069379 | 0.00085574 | 0 | 0 | 0 | 0.0011973 | 0.0032032 | 0.0021381 | 0 | 0 | 0.0011459 | 0 | 0 | 0 | 0 | 0.0023431 | 0.0032032 | 0.0021381 | 0 | 0 | 0.0076844 | 329052.734
5297 | baseline | Baseline | TRUE | 1.1486 | Warehouse and Storage | GA, Bibb County | 150001_200000 | Small Packaged Unit | gen4_led | Georgia | 6.3759 | A: Non Food-Service Buildings with Small Packaged Units | 0.00041497 | 0.00050274 | 0 | 0 | 0 | 0.00068207 | 0.0022018 | 0.0011379 | 0 | 0 | 0.00035144 | 0 | 0 | 0 | 0 | 0.0010335 | 0.0022018 | 0.0011379 | 0 | 0 | 0.0043731 | 201013.0526
7187 | baseline | Baseline | TRUE | 0.94617 | Warehouse and Storage | GA, Bibb County | 40001_52000 | Residential Style Central Systems | gen2_t8_halogen | Georgia | 7.5961 | H: Buildings with Residential Style Central Systems | 0.0001002 | 0.00012757 | 0 | 0 | 0 | 0.00031123 | 0.0003851 | 0.00030065 | 0 | 0 | 0.00013111 | 0 | 0 | 0 | 0 | 0.00044234 | 0.0003851 | 0.00030065 | 0 | 0 | 0.0011281 | 43523.6177
18108 | baseline | Baseline | TRUE | 0.16497 | Warehouse and Storage | GA, Bibb County | over_1mil | Multizone CAV/VAV | gen2_t8_halogen | Georgia | 6.0053 | D: Buildings with Hydronically Heated Multizone Systems | 0.00034375 | 0.00042663 | 0 | 0 | 0 | 0.00049533 | 0.0018469 | 0.0010612 | 0 | 0 | 0.00031498 | 0 | 0 | 0 | 0 | 0.00081031 | 0.0018469 | 0.0010612 | 0 | 0 | 0.0037184 | 181468.3094
20450 | baseline | Baseline | TRUE | 0.32973 | Warehouse and Storage | GA, Bibb County | 600001_1mil | Small Packaged Unit | gen3_t5_cfl | Georgia | 5.7887 | A: Non Food-Service Buildings with Small Packaged Units | 0.00051326 | 0.0006209 | 0 | 0 | 0 | 0.0012075 | 0.0025386 | 0.0014642 | 0 | 0 | 0 | 0 | 0 | 0 | 0 | 0.0012075 | 0.0025386 | 0.0014642 | 0 | 0 | 0.0052103 | 263786.36
28219 | baseline | Baseline | TRUE | 0.083962 | Warehouse and Storage | GA, Bibb County | 400001_600000 | Residential Style Central Systems | gen5_led | Georgia | 5.5665 | H: Buildings with Residential Style Central Systems | 7.342e-05 | 9.2013e-05 | 0 | 0 | 0 | 0.00014058 | 0.00041332 | 0.000186 | 0 | 0 | 5.7475e-05 | 0 | 0 | 0 | 0 | 0.00019806 | 0.00041332 | 0.000186 | 0 | 0 | 0.00079738 | 41981.0939
617 | env_0001 | Wall Insulation | TRUE | 38.5393 | Warehouse and Storage | GA, Bibb County | 8001_12000 | Small Packaged Unit | gen4_led | Georgia | 8.3797 | A: Non Food-Service Buildings with Small Packaged Units | 0.0011955 | 0.0012787 | 0 | 0 | 0 | 0.0030443 | 0.0036663 | 0.003651 | 0 | 0 | 0.00065824 | 0 | 0 | 0 | 0 | 0.0037025 | 0.0036663 | 0.003651 | 0 | 0 | 0.011019 | 385392.7509
619 | env_0001 | Wall Insulation | TRUE | 7.8598 | Warehouse and Storage | GA, Bibb County | 30001_40000 | Small Packaged Unit | gen5_led | Georgia | 8.9708 | A: Non Food-Service Buildings with Small Packaged Units | 0.00083178 | 0.0009904 | 0 | 0 | 0 | 0.0044116 | 0.0023121 | 0.0014475 | 0 | 0 | 0.00024949 | 0 | 0 | 0 | 0 | 0.004661 | 0.0023121 | 0.0014475 | 0 | 0 | 0.0084205 | 275094.1758
621 | env_0001 | Wall Insulation | TRUE | 45.9176 | Warehouse and Storage | GA, Bibb County | 3001_8000 | Small Packaged Unit | gen2_t8_halogen | Georgia | 9.802 | A: Non Food-Service Buildings with Small Packaged Units | 0.00092657 | 0.0010004 | 0 | 0 | 0 | 0.0026396 | 0.0026265 | 0.0030622 | 0 | 0 | 0.00011881 | 0 | 0 | 0 | 0 | 0.0027584 | 0.0026265 | 0.0030622 | 0 | 0 | 0.0084467 | 252546.8417
622 | env_0001 | Wall Insulation | TRUE | 5.4264 | Warehouse and Storage | GA, Bibb County | 52001_64000 | Small Packaged Unit | gen2_t8_halogen | Georgia | 5.598 | A: Non Food-Service Buildings with Small Packaged Units | 0.00055297 | 0.00070153 | 0 | 0 | 0 | 0.0010501 | 0.0027499 | 0.0019275 | 0 | 0 | 0.00028427 | 0 | 0 | 0 | 0 | 0.0013344 | 0.0027499 | 0.0019275 | 0 | 0 | 0.0060118 | 314731.7079
623 | env_0001 | Wall Insulation | TRUE | 3.2022 | Warehouse and Storage | GA, Bibb County | 70001_80000 | Small Packaged Unit | gen2_t8_halogen | Georgia | 8.2175 | A: Non Food-Service Buildings with Small Packaged Units | 0.00065738 | 0.00079114 | 0 | 0 | 0 | 0.0023748 | 0.0024177 | 0.0017246 | 0 | 0 | 0.00021695 | 0 | 0 | 0 | 0 | 0.0025918 | 0.0024177 | 0.0017246 | 0 | 0 | 0.0067342 | 240168.546
624 | env_0001 | Wall Insulation | FALSE | 12.4891 | Warehouse and Storage | GA, Bibb County | 12001_30000 | Small Packaged Unit | gen5_led | Georgia | 6.9044 | A: Non Food-Service Buildings with Small Packaged Units | 0.0005632 | 0.00067528 | 0 | 0 | 0 | 0.00095208 | 0.0024368 | 0.0016241 | 0 | 0 | 0.0011659 | 0 | 0 | 0 | 0 | 0.0021179 | 0.0024368 | 0.0016241 | 0 | 0 | 0.0061787 | 262270.6971
3981 | env_0001 | Wall Insulation | TRUE | 33.8335 | Warehouse and Storage | GA, Bibb County | 1001_3000 | Small Packaged Unit | gen5_led | Georgia | 9.9708 | A: Non Food-Service Buildings with Small Packaged Units | 0.00025676 | 0.00027434 | 0 | 0 | 0 | 0.00055606 | 0.00072634 | 0.0010201 | 0 | 0 | 0 | 0 | 0 | 0 | 0 | 0.00055606 | 0.00072634 | 0.0010201 | 0 | 0 | 0.0023022 | 67666.9892
4225 | env_0001 | Wall Insulation | TRUE | 59.1171 | Warehouse and Storage | GA, Bibb County | _1000 | Multizone CAV/VAV | gen2_t8_halogen | Georgia | 20.1944 | D: Buildings with Hydronically Heated Multizone Systems | 0.00040997 | 0.00042052 | 0 | 0 | 0 | 0.00074411 | 0.00068023 | 0.0014092 | 0 | 0 | 0.0012394 | 0 | 0 | 0 | 0 | 0.0019835 | 0.00068023 | 0.0014092 | 0 | 0 | 0.0040735 | 59117.1011
5292 | env_0001 | Wall Insulation | TRUE | 0.61771 | Warehouse and Storage | GA, Bibb County | 200001_400000 | Small Packaged Unit | gen4_led | Georgia | 4.154 | A: Non Food-Service Buildings with Small Packaged Units | 0.00024309 | 0.00030865 | 0 | 0 | 0 | 0.00031553 | 0.001583 | 0.00064483 | 0 | 0 | 8.3296e-05 | 0 | 0 | 0 | 0 | 0.00039883 | 0.001583 | 0.00064483 | 0 | 0 | 0.0026266 | 185312.7503
5294 | env_0001 | Wall Insulation | TRUE | 2.1123 | Warehouse and Storage | GA, Bibb County | 100001_150000 | Small Packaged Unit | gen2_t8_halogen | Georgia | 5.2727 | A: Non Food-Service Buildings with Small Packaged Units | 0.00046629 | 0.00054689 | 0 | 0 | 0 | 0.00060987 | 0.0022192 | 0.0015546 | 0 | 0 | 0.00036672 | 0 | 0 | 0 | 0 | 0.00097658 | 0.0022192 | 0.0015546 | 0 | 0 | 0.0047503 | 264034.7713
5295 | env_0001 | Wall Insulation | TRUE | 3.6561 | Warehouse and Storage | GA, Bibb County | 80001_100000 | Small Packaged Unit | gen2_t8_halogen | Georgia | 6.6596 | A: Non Food-Service Buildings with Small Packaged Units | 0.00067931 | 0.00083977 | 0 | 0 | 0 | 0.0011566 | 0.0032032 | 0.0021381 | 0 | 0 | 0.00097948 | 0 | 0 | 0 | 0 | 0.002136 | 0.0032032 | 0.0021381 | 0 | 0 | 0.0074773 | 329052.734
5297 | env_0001 | Wall Insulation | TRUE | 1.1486 | Warehouse and Storage | GA, Bibb County | 150001_200000 | Small Packaged Unit | gen4_led | Georgia | 6.1521 | A: Non Food-Service Buildings with Small Packaged Units | 0.00040452 | 0.00048974 | 0 | 0 | 0 | 0.0006296 | 0.0022018 | 0.0011379 | 0 | 0 | 0.00025041 | 0 | 0 | 0 | 0 | 0.00088001 | 0.0022018 | 0.0011379 | 0 | 0 | 0.0042196 | 201013.0526
7187 | env_0001 | Wall Insulation | TRUE | 0.94617 | Warehouse and Storage | GA, Bibb County | 40001_52000 | Residential Style Central Systems | gen2_t8_halogen | Georgia | 7.3065 | H: Buildings with Residential Style Central Systems | 9.7502e-05 | 0.00012432 | 0 | 0 | 0 | 0.00030408 | 0.0003851 | 0.00030065 | 0 | 0 | 9.5248e-05 | 0 | 0 | 0 | 0 | 0.00039933 | 0.0003851 | 0.00030065 | 0 | 0 | 0.0010851 | 43523.6177
18108 | env_0001 | Wall Insulation | TRUE | 0.16497 | Warehouse and Storage | GA, Bibb County | over_1mil | Multizone CAV/VAV | gen2_t8_halogen | Georgia | 5.9181 | D: Buildings with Hydronically Heated Multizone Systems | 0.00033962 | 0.00042211 | 0 | 0 | 0 | 0.00047799 | 0.0018469 | 0.0010612 | 0 | 0 | 0.00027834 | 0 | 0 | 0 | 0 | 0.00075633 | 0.0018469 | 0.0010612 | 0 | 0 | 0.0036645 | 181468.3094
20450 | env_0001 | Wall Insulation | TRUE | 0.32973 | Warehouse and Storage | GA, Bibb County | 600001_1mil | Small Packaged Unit | gen3_t5_cfl | Georgia | 5.6381 | A: Non Food-Service Buildings with Small Packaged Units | 0.00049593 | 0.00060474 | 0 | 0 | 0 | 0.001072 | 0.0025386 | 0.0014642 | 0 | 0 | 0 | 0 | 0 | 0 | 0 | 0.001072 | 0.0025386 | 0.0014642 | 0 | 0 | 0.0050747 | 263786.36
28219 | env_0001 | Wall Insulation | TRUE | 0.083962 | Warehouse and Storage | GA, Bibb County | 400001_600000 | Residential Style Central Systems | gen5_led | Georgia | 5.4319 | H: Buildings with Residential Style Central Systems | 7.2188e-05 | 9.0513e-05 | 0 | 0 | 0 | 0.00013654 | 0.00041332 | 0.000186 | 0 | 0 | 4.2238e-05 | 0 | 0 | 0 | 0 | 0.00017878 | 0.00041332 | 0.000186 | 0 | 0 | 0.0007781 | 41981.0939
617 | env_0002 | Roof Insulation | TRUE | 38.5393 | Warehouse and Storage | GA, Bibb County | 8001_12000 | Small Packaged Unit | gen4_led | Georgia | 9.2728 | A: Non Food-Service Buildings with Small Packaged Units | 0.0012963 | 0.0013688 | 0 | 0 | 0 | 0.0032667 | 0.0036663 | 0.003651 | 0 | 0 | 0.0016102 | 0 | 0 | 0 | 0 | 0.0048769 | 0.0036663 | 0.003651 | 0 | 0 | 0.012194 | 385392.7509
619 | env_0002 | Roof Insulation | TRUE | 7.8598 | Warehouse and Storage | GA, Bibb County | 30001_40000 | Small Packaged Unit | gen5_led | Georgia | 8.924 | A: Non Food-Service Buildings with Small Packaged Units | 0.00083392 | 0.00098648 | 0 | 0 | 0 | 0.0043928 | 0.0023121 | 0.0014475 | 0 | 0 | 0.00022424 | 0 | 0 | 0 | 0 | 0.004617 | 0.0023121 | 0.0014475 | 0 | 0 | 0.0083766 | 275094.1758
621 | env_0002 | Roof Insulation | TRUE | 45.9176 | Warehouse and Storage | GA, Bibb County | 3001_8000 | Small Packaged Unit | gen2_t8_halogen | Georgia | 10.3869 | A: Non Food-Service Buildings with Small Packaged Units | 0.00098325 | 0.0010497 | 0 | 0 | 0 | 0.0029381 | 0.0026265 | 0.0030622 | 0 | 0 | 0.00032336 | 0 | 0 | 0 | 0 | 0.0032615 | 0.0026265 | 0.0030622 | 0 | 0 | 0.0089506 | 252546.8417
622 | env_0002 | Roof Insulation | TRUE | 5.4264 | Warehouse and Storage | GA, Bibb County | 52001_64000 | Small Packaged Unit | gen2_t8_halogen | Georgia | 5.6169 | A: Non Food-Service Buildings with Small Packaged Units | 0.00056492 | 0.0007039 | 0 | 0 | 0 | 0.0010695 | 0.0027499 | 0.0019275 | 0 | 0 | 0.00028514 | 0 | 0 | 0 | 0 | 0.0013547 | 0.0027499 | 0.0019275 | 0 | 0 | 0.006032 | 314731.7079
623 | env_0002 | Roof Insulation | TRUE | 3.2022 | Warehouse and Storage | GA, Bibb County | 70001_80000 | Small Packaged Unit | gen2_t8_halogen | Georgia | 8.095 | A: Non Food-Service Buildings with Small Packaged Units | 0.00065239 | 0.00078181 | 0 | 0 | 0 | 0.0023248 | 0.0024177 | 0.0017246 | 0 | 0 | 0.00016657 | 0 | 0 | 0 | 0 | 0.0024914 | 0.0024177 | 0.0017246 | 0 | 0 | 0.0066338 | 240168.546
624 | env_0002 | Roof Insulation | TRUE | 12.4891 | Warehouse and Storage | GA, Bibb County | 12001_30000 | Small Packaged Unit | gen5_led | Georgia | 6.4001 | A: Non Food-Service Buildings with Small Packaged Units | 0.0005333 | 0.00063968 | 0 | 0 | 0 | 0.00084803 | 0.0024368 | 0.0016241 | 0 | 0 | 0.00081855 | 0 | 0 | 0 | 0 | 0.0016666 | 0.0024368 | 0.0016241 | 0 | 0 | 0.0057275 | 262270.6971
3981 | env_0002 | Roof Insulation | TRUE | 33.8335 | Warehouse and Storage | GA, Bibb County | 1001_3000 | Small Packaged Unit | gen5_led | Georgia | 10.8319 | A: Non Food-Service Buildings with Small Packaged Units | 0.00028259 | 0.00029805 | 0 | 0 | 0 | 0.00075456 | 0.00072634 | 0.0010201 | 0 | 0 | 0 | 0 | 0 | 0 | 0 | 0.00075456 | 0.00072634 | 0.0010201 | 0 | 0 | 0.002501 | 67666.9892
4225 | env_0002 | Roof Insulation | TRUE | 59.1171 | Warehouse and Storage | GA, Bibb County | _1000 | Multizone CAV/VAV | gen2_t8_halogen | Georgia | 22.125 | D: Buildings with Hydronically Heated Multizone Systems | 0.00043851 | 0.00045132 | 0 | 0 | 0 | 0.00083544 | 0.00068023 | 0.0014092 | 0 | 0 | 0.0015381 | 0 | 0 | 0 | 0 | 0.0023735 | 0.00068023 | 0.0014092 | 0 | 0 | 0.004463 | 59117.1011
5292 | env_0002 | Roof Insulation | TRUE | 0.61771 | Warehouse and Storage | GA, Bibb County | 200001_400000 | Small Packaged Unit | gen4_led | Georgia | 4.1119 | A: Non Food-Service Buildings with Small Packaged Units | 0.00024189 | 0.00030708 | 0 | 0 | 0 | 0.00031949 | 0.001583 | 0.00064483 | 0 | 0 | 5.2751e-05 | 0 | 0 | 0 | 0 | 0.00037224 | 0.001583 | 0.00064483 | 0 | 0 | 0.0026 | 185312.7503
5294 | env_0002 | Roof Insulation | TRUE | 2.1123 | Warehouse and Storage | GA, Bibb County | 100001_150000 | Small Packaged Unit | gen2_t8_halogen | Georgia | 5.1198 | A: Non Food-Service Buildings with Small Packaged Units | 0.00046196 | 0.00053697 | 0 | 0 | 0 | 0.00059623 | 0.0022192 | 0.0015546 | 0 | 0 | 0.00024263 | 0 | 0 | 0 | 0 | 0.00083886 | 0.0022192 | 0.0015546 | 0 | 0 | 0.0046126 | 264034.7713
5295 | env_0002 | Roof Insulation | TRUE | 3.6561 | Warehouse and Storage | GA, Bibb County | 80001_100000 | Small Packaged Unit | gen2_t8_halogen | Georgia | 6.3827 | A: Non Food-Service Buildings with Small Packaged Units | 0.0006606 | 0.00081338 | 0 | 0 | 0 | 0.0010491 | 0.0032032 | 0.0021381 | 0 | 0 | 0.000776 | 0 | 0 | 0 | 0 | 0.0018251 | 0.0032032 | 0.0021381 | 0 | 0 | 0.0071664 | 329052.734
5297 | env_0002 | Roof Insulation | TRUE | 1.1486 | Warehouse and Storage | GA, Bibb County | 150001_200000 | Small Packaged Unit | gen4_led | Georgia | 6.0383 | A: Non Food-Service Buildings with Small Packaged Units | 0.00040038 | 0.00048334 | 0 | 0 | 0 | 0.00060697 | 0.0022018 | 0.0011379 | 0 | 0 | 0.00019502 | 0 | 0 | 0 | 0 | 0.00080198 | 0.0022018 | 0.0011379 | 0 | 0 | 0.0041416 | 201013.0526
7187 | env_0002 | Roof Insulation | TRUE | 0.94617 | Warehouse and Storage | GA, Bibb County | 40001_52000 | Residential Style Central Systems | gen2_t8_halogen | Georgia | 7.2793 | H: Buildings with Residential Style Central Systems | 9.735e-05 | 0.00012391 | 0 | 0 | 0 | 0.00030146 | 0.0003851 | 0.00030065 | 0 | 0 | 9.384e-05 | 0 | 0 | 0 | 0 | 0.0003953 | 0.0003851 | 0.00030065 | 0 | 0 | 0.001081 | 43523.6177
18108 | env_0002 | Roof Insulation | TRUE | 0.16497 | Warehouse and Storage | GA, Bibb County | over_1mil | Multizone CAV/VAV | gen2_t8_halogen | Georgia | 5.6198 | D: Buildings with Hydronically Heated Multizone Systems | 0.00032831 | 0.00040774 | 0 | 0 | 0 | 0.00043909 | 0.0018469 | 0.0010612 | 0 | 0 | 0.00013256 | 0 | 0 | 0 | 0 | 0.00057165 | 0.0018469 | 0.0010612 | 0 | 0 | 0.0034798 | 181468.3094
20450 | env_0002 | Roof Insulation | TRUE | 0.32973 | Warehouse and Storage | GA, Bibb County | 600001_1mil | Small Packaged Unit | gen3_t5_cfl | Georgia | 5.4295 | A: Non Food-Service Buildings with Small Packaged Units | 0.00047556 | 0.00058237 | 0 | 0 | 0 | 0.00088417 | 0.0025386 | 0.0014642 | 0 | 0 | 0 | 0 | 0 | 0 | 0 | 0.00088417 | 0.0025386 | 0.0014642 | 0 | 0 | 0.0048869 | 263786.36
28219 | env_0002 | Roof Insulation | TRUE | 0.083962 | Warehouse and Storage | GA, Bibb County | 400001_600000 | Residential Style Central Systems | gen5_led | Georgia | 5.2586 | H: Buildings with Residential Style Central Systems | 7.0945e-05 | 8.8477e-05 | 0 | 0 | 0 | 0.00012934 | 0.00041332 | 0.000186 | 0 | 0 | 2.4613e-05 | 0 | 0 | 0 | 0 | 0.00015395 | 0.00041332 | 0.000186 | 0 | 0 | 0.00075327 | 41981.0939
617 | env_0003 | Secondary Windows | TRUE | 38.5393 | Warehouse and Storage | GA, Bibb County | 8001_12000 | Small Packaged Unit | gen4_led | Georgia | 9.6436 | A: Non Food-Service Buildings with Small Packaged Units | 0.0013262 | 0.0014076 | 0 | 0 | 0 | 0.0033854 | 0.0036663 | 0.003651 | 0 | 0 | 0.0019791 | 0 | 0 | 0 | 0 | 0.0053645 | 0.0036663 | 0.003651 | 0 | 0 | 0.012681 | 385392.7509
619 | env_0003 | Secondary Windows | TRUE | 7.8598 | Warehouse and Storage | GA, Bibb County | 30001_40000 | Small Packaged Unit | gen5_led | Georgia | 8.9233 | A: Non Food-Service Buildings with Small Packaged Units | 0.0008287 | 0.00097729 | 0 | 0 | 0 | 0.0042182 | 0.0023121 | 0.0014475 | 0 | 0 | 0.00039811 | 0 | 0 | 0 | 0 | 0.0046163 | 0.0023121 | 0.0014475 | 0 | 0 | 0.0083759 | 275094.1758
621 | env_0003 | Secondary Windows | TRUE | 45.9176 | Warehouse and Storage | GA, Bibb County | 3001_8000 | Small Packaged Unit | gen2_t8_halogen | Georgia | 10.5934 | A: Non Food-Service Buildings with Small Packaged Units | 0.00099312 | 0.0010669 | 0 | 0 | 0 | 0.0030391 | 0.0026265 | 0.0030622 | 0 | 0 | 0.0004004 | 0 | 0 | 0 | 0 | 0.0034395 | 0.0026265 | 0.0030622 | 0 | 0 | 0.0091286 | 252546.8417
622 | env_0003 | Secondary Windows | TRUE | 5.4264 | Warehouse and Storage | GA, Bibb County | 52001_64000 | Small Packaged Unit | gen2_t8_halogen | Georgia | 5.9095 | A: Non Food-Service Buildings with Small Packaged Units | 0.00058392 | 0.00073202 | 0 | 0 | 0 | 0.0012057 | 0.0027499 | 0.0019275 | 0 | 0 | 0.0004631 | 0 | 0 | 0 | 0 | 0.0016688 | 0.0027499 | 0.0019275 | 0 | 0 | 0.0063462 | 314731.7079
623 | env_0003 | Secondary Windows | TRUE | 3.2022 | Warehouse and Storage | GA, Bibb County | 70001_80000 | Small Packaged Unit | gen2_t8_halogen | Georgia | 8.3062 | A: Non Food-Service Buildings with Small Packaged Units | 0.00066145 | 0.00079623 | 0 | 0 | 0 | 0.0023794 | 0.0024177 | 0.0017246 | 0 | 0 | 0.00028512 | 0 | 0 | 0 | 0 | 0.0026645 | 0.0024177 | 0.0017246 | 0 | 0 | 0.0068069 | 240168.546
624 | env_0003 | Secondary Windows | TRUE | 12.4891 | Warehouse and Storage | GA, Bibb County | 12001_30000 | Small Packaged Unit | gen5_led | Georgia | 6.8907 | A: Non Food-Service Buildings with Small Packaged Units | 0.00056222 | 0.00067382 | 0 | 0 | 0 | 0.00093989 | 0.0024368 | 0.0016241 | 0 | 0 | 0.0011659 | 0 | 0 | 0 | 0 | 0.0021057 | 0.0024368 | 0.0016241 | 0 | 0 | 0.0061666 | 262270.6971
3981 | env_0003 | Secondary Windows | TRUE | 33.8335 | Warehouse and Storage | GA, Bibb County | 1001_3000 | Small Packaged Unit | gen5_led | Georgia | 10.9319 | A: Non Food-Service Buildings with Small Packaged Units | 0.00028517 | 0.00030079 | 0 | 0 | 0 | 0.00077765 | 0.00072634 | 0.0010201 | 0 | 0 | 0 | 0 | 0 | 0 | 0 | 0.00077765 | 0.00072634 | 0.0010201 | 0 | 0 | 0.0025241 | 67666.9892
4225 | env_0003 | Secondary Windows | TRUE | 59.1171 | Warehouse and Storage | GA, Bibb County | _1000 | Multizone CAV/VAV | gen2_t8_halogen | Georgia | 22.5722 | D: Buildings with Hydronically Heated Multizone Systems | 0.00044457 | 0.00045828 | 0 | 0 | 0 | 0.00085337 | 0.00068023 | 0.0014092 | 0 | 0 | 0.0016104 | 0 | 0 | 0 | 0 | 0.0024637 | 0.00068023 | 0.0014092 | 0 | 0 | 0.0045532 | 59117.1011
5292 | env_0003 | Secondary Windows | TRUE | 0.61771 | Warehouse and Storage | GA, Bibb County | 200001_400000 | Small Packaged Unit | gen4_led | Georgia | 4.1762 | A: Non Food-Service Buildings with Small Packaged Units | 0.00024427 | 0.00030968 | 0 | 0 | 0 | 0.0003173 | 0.001583 | 0.00064483 | 0 | 0 | 9.5608e-05 | 0 | 0 | 0 | 0 | 0.00041291 | 0.001583 | 0.00064483 | 0 | 0 | 0.0026407 | 185312.7503
5294 | env_0003 | Secondary Windows | TRUE | 2.1123 | Warehouse and Storage | GA, Bibb County | 100001_150000 | Small Packaged Unit | gen2_t8_halogen | Georgia | 5.5007 | A: Non Food-Service Buildings with Small Packaged Units | 0.00048361 | 0.00056405 | 0 | 0 | 0 | 0.00067561 | 0.0022192 | 0.0015546 | 0 | 0 | 0.0005064 | 0 | 0 | 0 | 0 | 0.001182 | 0.0022192 | 0.0015546 | 0 | 0 | 0.0049557 | 264034.7713
5295 | env_0003 | Secondary Windows | TRUE | 3.6561 | Warehouse and Storage | GA, Bibb County | 80001_100000 | Small Packaged Unit | gen2_t8_halogen | Georgia | 6.8256 | A: Non Food-Service Buildings with Small Packaged Units | 0.00069207 | 0.00085339 | 0 | 0 | 0 | 0.0011788 | 0.0032032 | 0.0021381 | 0 | 0 | 0.0011435 | 0 | 0 | 0 | 0 | 0.0023223 | 0.0032032 | 0.0021381 | 0 | 0 | 0.0076636 | 329052.734
5297 | env_0003 | Secondary Windows | TRUE | 1.1486 | Warehouse and Storage | GA, Bibb County | 150001_200000 | Small Packaged Unit | gen4_led | Georgia | 6.3739 | A: Non Food-Service Buildings with Small Packaged Units | 0.00041485 | 0.00050253 | 0 | 0 | 0 | 0.00067986 | 0.0022018 | 0.0011379 | 0 | 0 | 0.00035226 | 0 | 0 | 0 | 0 | 0.0010321 | 0.0022018 | 0.0011379 | 0 | 0 | 0.0043717 | 201013.0526
7187 | env_0003 | Secondary Windows | TRUE | 0.94617 | Warehouse and Storage | GA, Bibb County | 40001_52000 | Residential Style Central Systems | gen2_t8_halogen | Georgia | 7.2038 | H: Buildings with Residential Style Central Systems | 9.5935e-05 | 0.00012118 | 0 | 0 | 0 | 0.00026358 | 0.0003851 | 0.00030065 | 0 | 0 | 0.0001205 | 0 | 0 | 0 | 0 | 0.00038409 | 0.0003851 | 0.00030065 | 0 | 0 | 0.0010698 | 43523.6177
18108 | env_0003 | Secondary Windows | TRUE | 0.16497 | Warehouse and Storage | GA, Bibb County | over_1mil | Multizone CAV/VAV | gen2_t8_halogen | Georgia | 6.005 | D: Buildings with Hydronically Heated Multizone Systems | 0.00034374 | 0.00042658 | 0 | 0 | 0 | 0.00049459 | 0.0018469 | 0.0010612 | 0 | 0 | 0.00031553 | 0 | 0 | 0 | 0 | 0.00081012 | 0.0018469 | 0.0010612 | 0 | 0 | 0.0037183 | 181468.3094
20450 | env_0003 | Secondary Windows | TRUE | 0.32973 | Warehouse and Storage | GA, Bibb County | 600001_1mil | Small Packaged Unit | gen3_t5_cfl | Georgia | 5.7854 | A: Non Food-Service Buildings with Small Packaged Units | 0.00051293 | 0.00062055 | 0 | 0 | 0 | 0.0012045 | 0.0025386 | 0.0014642 | 0 | 0 | 0 | 0 | 0 | 0 | 0 | 0.0012045 | 0.0025386 | 0.0014642 | 0 | 0 | 0.0052073 | 263786.36
28219 | env_0003 | Secondary Windows | TRUE | 0.083962 | Warehouse and Storage | GA, Bibb County | 400001_600000 | Residential Style Central Systems | gen5_led | Georgia | 5.5649 | H: Buildings with Residential Style Central Systems | 7.3399e-05 | 9.1984e-05 | 0 | 0 | 0 | 0.00014032 | 0.00041332 | 0.000186 | 0 | 0 | 5.7511e-05 | 0 | 0 | 0 | 0 | 0.00019783 | 0.00041332 | 0.000186 | 0 | 0 | 0.00079715 | 41981.0939
617 | env_0004 | Window Film | TRUE | 38.5393 | Warehouse and Storage | GA, Bibb County | 8001_12000 | Small Packaged Unit | gen4_led | Georgia | 9.6622 | A: Non Food-Service Buildings with Small Packaged Units | 0.0013272 | 0.0014082 | 0 | 0 | 0 | 0.0033657 | 0.0036663 | 0.003651 | 0 | 0 | 0.0020233 | 0 | 0 | 0 | 0 | 0.005389 | 0.0036663 | 0.003651 | 0 | 0 | 0.012706 | 385392.7509
619 | env_0004 | Window Film | TRUE | 7.8598 | Warehouse and Storage | GA, Bibb County | 30001_40000 | Small Packaged Unit | gen5_led | Georgia | 8.8462 | A: Non Food-Service Buildings with Small Packaged Units | 0.00081589 | 0.00095064 | 0 | 0 | 0 | 0.0038014 | 0.0023121 | 0.0014475 | 0 | 0 | 0.00074273 | 0 | 0 | 0 | 0 | 0.0045441 | 0.0023121 | 0.0014475 | 0 | 0 | 0.0083036 | 275094.1758
621 | env_0004 | Window Film | TRUE | 45.9176 | Warehouse and Storage | GA, Bibb County | 3001_8000 | Small Packaged Unit | gen2_t8_halogen | Georgia | 10.5874 | A: Non Food-Service Buildings with Small Packaged Units | 0.00099252 | 0.0010659 | 0 | 0 | 0 | 0.0030278 | 0.0026265 | 0.0030622 | 0 | 0 | 0.00040693 | 0 | 0 | 0 | 0 | 0.0034347 | 0.0026265 | 0.0030622 | 0 | 0 | 0.0091234 | 252546.8417
622 | env_0004 | Window Film | TRUE | 5.4264 | Warehouse and Storage | GA, Bibb County | 52001_64000 | Small Packaged Unit | gen2_t8_halogen | Georgia | 5.8995 | A: Non Food-Service Buildings with Small Packaged Units | 0.00058218 | 0.00072869 | 0 | 0 | 0 | 0.0011559 | 0.0027499 | 0.0019275 | 0 | 0 | 0.00050224 | 0 | 0 | 0 | 0 | 0.0016581 | 0.0027499 | 0.0019275 | 0 | 0 | 0.0063355 | 314731.7079
623 | env_0004 | Window Film | TRUE | 3.2022 | Warehouse and Storage | GA, Bibb County | 70001_80000 | Small Packaged Unit | gen2_t8_halogen | Georgia | 8.2628 | A: Non Food-Service Buildings with Small Packaged Units | 0.00065762 | 0.00078951 | 0 | 0 | 0 | 0.0022963 | 0.0024177 | 0.0017246 | 0 | 0 | 0.00033262 | 0 | 0 | 0 | 0 | 0.0026289 | 0.0024177 | 0.0017246 | 0 | 0 | 0.0067713 | 240168.546
624 | env_0004 | Window Film | TRUE | 12.4891 | Warehouse and Storage | GA, Bibb County | 12001_30000 | Small Packaged Unit | gen5_led | Georgia | 6.914 | A: Non Food-Service Buildings with Small Packaged Units | 0.00056338 | 0.00067453 | 0 | 0 | 0 | 0.00092675 | 0.0024368 | 0.0016241 | 0 | 0 | 0.0011997 | 0 | 0 | 0 | 0 | 0.0021265 | 0.0024368 | 0.0016241 | 0 | 0 | 0.0061874 | 262270.6971
3981 | env_0004 | Window Film | TRUE | 33.8335 | Warehouse and Storage | GA, Bibb County | 1001_3000 | Small Packaged Unit | gen5_led | Georgia | 10.8708 | A: Non Food-Service Buildings with Small Packaged Units | 0.00028496 | 0.0002991 | 0 | 0 | 0 | 0.00076386 | 0.00072634 | 0.0010201 | 0 | 0 | 0 | 0 | 0 | 0 | 0 | 0.00076386 | 0.00072634 | 0.0010201 | 0 | 0 | 0.00251 | 67666.9892
4225 | env_0004 | Window Film | TRUE | 59.1171 | Warehouse and Storage | GA, Bibb County | _1000 | Multizone CAV/VAV | gen2_t8_halogen | Georgia | 22.8972 | D: Buildings with Hydronically Heated Multizone Systems | 0.00044845 | 0.00046112 | 0 | 0 | 0 | 0.00082423 | 0.00068023 | 0.0014092 | 0 | 0 | 0.0017056 | 0 | 0 | 0 | 0 | 0.0025299 | 0.00068023 | 0.0014092 | 0 | 0 | 0.0046187 | 59117.1011
5292 | env_0004 | Window Film | TRUE | 0.61771 | Warehouse and Storage | GA, Bibb County | 200001_400000 | Small Packaged Unit | gen4_led | Georgia | 4.151 | A: Non Food-Service Buildings with Small Packaged Units | 0.00024222 | 0.00030594 | 0 | 0 | 0 | 0.00026619 | 0.001583 | 0.00064483 | 0 | 0 | 0.00013075 | 0 | 0 | 0 | 0 | 0.00039694 | 0.001583 | 0.00064483 | 0 | 0 | 0.0026247 | 185312.7503
5294 | env_0004 | Window Film | TRUE | 2.1123 | Warehouse and Storage | GA, Bibb County | 100001_150000 | Small Packaged Unit | gen2_t8_halogen | Georgia | 5.5035 | A: Non Food-Service Buildings with Small Packaged Units | 0.00048362 | 0.00056392 | 0 | 0 | 0 | 0.00066985 | 0.0022192 | 0.0015546 | 0 | 0 | 0.00051465 | 0 | 0 | 0 | 0 | 0.0011845 | 0.0022192 | 0.0015546 | 0 | 0 | 0.0049582 | 264034.7713
5295 | env_0004 | Window Film | TRUE | 3.6561 | Warehouse and Storage | GA, Bibb County | 80001_100000 | Small Packaged Unit | gen2_t8_halogen | Georgia | 6.8486 | A: Non Food-Service Buildings with Small Packaged Units | 0.00069169 | 0.00084938 | 0 | 0 | 0 | 0.0010693 | 0.0032032 | 0.0021381 | 0 | 0 | 0.0012789 | 0 | 0 | 0 | 0 | 0.0023482 | 0.0032032 | 0.0021381 | 0 | 0 | 0.0076894 | 329052.734
5297 | env_0004 | Window Film | TRUE | 1.1486 | Warehouse and Storage | GA, Bibb County | 150001_200000 | Small Packaged Unit | gen4_led | Georgia | 6.375 | A: Non Food-Service Buildings with Small Packaged Units | 0.00041483 | 0.00050238 | 0 | 0 | 0 | 0.00067597 | 0.0022018 | 0.0011379 | 0 | 0 | 0.00035695 | 0 | 0 | 0 | 0 | 0.0010329 | 0.0022018 | 0.0011379 | 0 | 0 | 0.0043725 | 201013.0526
7187 | env_0004 | Window Film | TRUE | 0.94617 | Warehouse and Storage | GA, Bibb County | 40001_52000 | Residential Style Central Systems | gen2_t8_halogen | Georgia | 7.3394 | H: Buildings with Residential Style Central Systems | 9.6401e-05 | 0.00011912 | 0 | 0 | 0 | 0.00019859 | 0.0003851 | 0.00030065 | 0 | 0 | 0.00020563 | 0 | 0 | 0 | 0 | 0.00040422 | 0.0003851 | 0.00030065 | 0 | 0 | 0.00109 | 43523.6177
18108 | env_0004 | Window Film | TRUE | 0.16497 | Warehouse and Storage | GA, Bibb County | over_1mil | Multizone CAV/VAV | gen2_t8_halogen | Georgia | 6.0068 | D: Buildings with Hydronically Heated Multizone Systems | 0.00034379 | 0.0004266 | 0 | 0 | 0 | 0.0004937 | 0.0018469 | 0.0010612 | 0 | 0 | 0.00031753 | 0 | 0 | 0 | 0 | 0.00081123 | 0.0018469 | 0.0010612 | 0 | 0 | 0.0037194 | 181468.3094
20450 | env_0004 | Window Film | TRUE | 0.32973 | Warehouse and Storage | GA, Bibb County | 600001_1mil | Small Packaged Unit | gen3_t5_cfl | Georgia | 5.7871 | A: Non Food-Service Buildings with Small Packaged Units | 0.00051322 | 0.00062073 | 0 | 0 | 0 | 0.0012061 | 0.0025386 | 0.0014642 | 0 | 0 | 0 | 0 | 0 | 0 | 0 | 0.0012061 | 0.0025386 | 0.0014642 | 0 | 0 | 0.0052088 | 263786.36
28219 | env_0004 | Window Film | TRUE | 0.083962 | Warehouse and Storage | GA, Bibb County | 400001_600000 | Residential Style Central Systems | gen5_led | Georgia | 5.5642 | H: Buildings with Residential Style Central Systems | 7.3373e-05 | 9.1948e-05 | 0 | 0 | 0 | 0.00013976 | 0.00041332 | 0.000186 | 0 | 0 | 5.7972e-05 | 0 | 0 | 0 | 0 | 0.00019773 | 0.00041332 | 0.000186 | 0 | 0 | 0.00079705 | 41981.0939
617 | env_0005 | New Windows | TRUE | 38.5393 | Warehouse and Storage | GA, Bibb County | 8001_12000 | Small Packaged Unit | gen4_led | Georgia | 9.6422 | A: Non Food-Service Buildings with Small Packaged Units | 0.0013257 | 0.0014064 | 0 | 0 | 0 | 0.0033646 | 0.0036663 | 0.003651 | 0 | 0 | 0.0019985 | 0 | 0 | 0 | 0 | 0.0053631 | 0.0036663 | 0.003651 | 0 | 0 | 0.01268 | 385392.7509
619 | env_0005 | New Windows | TRUE | 7.8598 | Warehouse and Storage | GA, Bibb County | 30001_40000 | Small Packaged Unit | gen5_led | Georgia | 8.5979 | A: Non Food-Service Buildings with Small Packaged Units | 0.0008027 | 0.0009361 | 0 | 0 | 0 | 0.003821 | 0.0023121 | 0.0014475 | 0 | 0 | 0.00048989 | 0 | 0 | 0 | 0 | 0.0043109 | 0.0023121 | 0.0014475 | 0 | 0 | 0.0080705 | 275094.1758
621 | env_0005 | New Windows | TRUE | 45.9176 | Warehouse and Storage | GA, Bibb County | 3001_8000 | Small Packaged Unit | gen2_t8_halogen | Georgia | 10.5924 | A: Non Food-Service Buildings with Small Packaged Units | 0.00099307 | 0.0010668 | 0 | 0 | 0 | 0.0030391 | 0.0026265 | 0.0030622 | 0 | 0 | 0.00039953 | 0 | 0 | 0 | 0 | 0.0034386 | 0.0026265 | 0.0030622 | 0 | 0 | 0.0091278 | 252546.8417
622 | env_0005 | New Windows | TRUE | 5.4264 | Warehouse and Storage | GA, Bibb County | 52001_64000 | Small Packaged Unit | gen2_t8_halogen | Georgia | 5.8944 | A: Non Food-Service Buildings with Small Packaged Units | 0.00058244 | 0.00072965 | 0 | 0 | 0 | 0.001181 | 0.0027499 | 0.0019275 | 0 | 0 | 0.00047174 | 0 | 0 | 0 | 0 | 0.0016527 | 0.0027499 | 0.0019275 | 0 | 0 | 0.0063301 | 314731.7079
623 | env_0005 | New Windows | TRUE | 3.2022 | Warehouse and Storage | GA, Bibb County | 70001_80000 | Small Packaged Unit | gen2_t8_halogen | Georgia | 8.2583 | A: Non Food-Service Buildings with Small Packaged Units | 0.00065834 | 0.0007916 | 0 | 0 | 0 | 0.002341 | 0.0024177 | 0.0017246 | 0 | 0 | 0.00028424 | 0 | 0 | 0 | 0 | 0.0026252 | 0.0024177 | 0.0017246 | 0 | 0 | 0.0067676 | 240168.546
624 | env_0005 | New Windows | TRUE | 12.4891 | Warehouse and Storage | GA, Bibb County | 12001_30000 | Small Packaged Unit | gen5_led | Georgia | 6.8866 | A: Non Food-Service Buildings with Small Packaged Units | 0.00056176 | 0.00067276 | 0 | 0 | 0 | 0.00092426 | 0.0024368 | 0.0016241 | 0 | 0 | 0.0011777 | 0 | 0 | 0 | 0 | 0.002102 | 0.0024368 | 0.0016241 | 0 | 0 | 0.0061629 | 262270.6971
3981 | env_0005 | New Windows | TRUE | 33.8335 | Warehouse and Storage | GA, Bibb County | 1001_3000 | Small Packaged Unit | gen5_led | Georgia | 10.775 | A: Non Food-Service Buildings with Small Packaged Units | 0.00028218 | 0.00029648 | 0 | 0 | 0 | 0.00074173 | 0.00072634 | 0.0010201 | 0 | 0 | 0 | 0 | 0 | 0 | 0 | 0.00074173 | 0.00072634 | 0.0010201 | 0 | 0 | 0.0024878 | 67666.9892
4225 | env_0005 | New Windows | TRUE | 59.1171 | Warehouse and Storage | GA, Bibb County | _1000 | Multizone CAV/VAV | gen2_t8_halogen | Georgia | 22.4972 | D: Buildings with Hydronically Heated Multizone Systems | 0.00044351 | 0.0004572 | 0 | 0 | 0 | 0.00085225 | 0.00068023 | 0.0014092 | 0 | 0 | 0.0015964 | 0 | 0 | 0 | 0 | 0.0024486 | 0.00068023 | 0.0014092 | 0 | 0 | 0.004538 | 59117.1011
5292 | env_0005 | New Windows | TRUE | 0.61771 | Warehouse and Storage | GA, Bibb County | 200001_400000 | Small Packaged Unit | gen4_led | Georgia | 4.1679 | A: Non Food-Service Buildings with Small Packaged Units | 0.00024396 | 0.0003094 | 0 | 0 | 0 | 0.00031859 | 0.001583 | 0.00064483 | 0 | 0 | 8.9051e-05 | 0 | 0 | 0 | 0 | 0.00040764 | 0.001583 | 0.00064483 | 0 | 0 | 0.0026354 | 185312.7503
5294 | env_0005 | New Windows | TRUE | 2.1123 | Warehouse and Storage | GA, Bibb County | 100001_150000 | Small Packaged Unit | gen2_t8_halogen | Georgia | 5.4987 | A: Non Food-Service Buildings with Small Packaged Units | 0.00048337 | 0.00056361 | 0 | 0 | 0 | 0.00066955 | 0.0022192 | 0.0015546 | 0 | 0 | 0.00051062 | 0 | 0 | 0 | 0 | 0.0011802 | 0.0022192 | 0.0015546 | 0 | 0 | 0.0049539 | 264034.7713
5295 | env_0005 | New Windows | TRUE | 3.6561 | Warehouse and Storage | GA, Bibb County | 80001_100000 | Small Packaged Unit | gen2_t8_halogen | Georgia | 6.7884 | A: Non Food-Service Buildings with Small Packaged Units | 0.00068829 | 0.00084776 | 0 | 0 | 0 | 0.0011245 | 0.0032032 | 0.0021381 | 0 | 0 | 0.0011561 | 0 | 0 | 0 | 0 | 0.0022807 | 0.0032032 | 0.0021381 | 0 | 0 | 0.0076219 | 329052.734
5297 | env_0005 | New Windows | TRUE | 1.1486 | Warehouse and Storage | GA, Bibb County | 150001_200000 | Small Packaged Unit | gen4_led | Georgia | 6.3709 | A: Non Food-Service Buildings with Small Packaged Units | 0.00041466 | 0.00050217 | 0 | 0 | 0 | 0.00067561 | 0.0022018 | 0.0011379 | 0 | 0 | 0.00035446 | 0 | 0 | 0 | 0 | 0.0010301 | 0.0022018 | 0.0011379 | 0 | 0 | 0.0043697 | 201013.0526
7187 | env_0005 | New Windows | TRUE | 0.94617 | Warehouse and Storage | GA, Bibb County | 40001_52000 | Residential Style Central Systems | gen2_t8_halogen | Georgia | 6.8886 | H: Buildings with Residential Style Central Systems | 9.2142e-05 | 0.00011457 | 0 | 0 | 0 | 0.00019709 | 0.0003851 | 0.00030065 | 0 | 0 | 0.00014019 | 0 | 0 | 0 | 0 | 0.00033727 | 0.0003851 | 0.00030065 | 0 | 0 | 0.001023 | 43523.6177
18108 | env_0005 | New Windows | TRUE | 0.16497 | Warehouse and Storage | GA, Bibb County | over_1mil | Multizone CAV/VAV | gen2_t8_halogen | Georgia | 6.0034 | D: Buildings with Hydronically Heated Multizone Systems | 0.00034364 | 0.00042645 | 0 | 0 | 0 | 0.00049347 | 0.0018469 | 0.0010612 | 0 | 0 | 0.00031565 | 0 | 0 | 0 | 0 | 0.00080912 | 0.0018469 | 0.0010612 | 0 | 0 | 0.0037173 | 181468.3094
20450 | env_0005 | New Windows | TRUE | 0.32973 | Warehouse and Storage | GA, Bibb County | 600001_1mil | Small Packaged Unit | gen3_t5_cfl | Georgia | 5.7853 | A: Non Food-Service Buildings with Small Packaged Units | 0.00051299 | 0.00062054 | 0 | 0 | 0 | 0.0012045 | 0.0025386 | 0.0014642 | 0 | 0 | 0 | 0 | 0 | 0 | 0 | 0.0012045 | 0.0025386 | 0.0014642 | 0 | 0 | 0.0052072 | 263786.36
28219 | env_0005 | New Windows | TRUE | 0.083962 | Warehouse and Storage | GA, Bibb County | 400001_600000 | Residential Style Central Systems | gen5_led | Georgia | 5.5618 | H: Buildings with Residential Style Central Systems | 7.3354e-05 | 9.1925e-05 | 0 | 0 | 0 | 0.00013977 | 0.00041332 | 0.000186 | 0 | 0 | 5.7623e-05 | 0 | 0 | 0 | 0 | 0.00019739 | 0.00041332 | 0.000186 | 0 | 0 | 0.00079671 | 41981.0939
617 | hvac_0001 | HP Boiler, Electric Backup | FALSE | 38.5393 | Warehouse and Storage | GA, Bibb County | 8001_12000 | Small Packaged Unit | gen4_led | Georgia | 9.6467 | A: Non Food-Service Buildings with Small Packaged Units | 0.0013266 | 0.0014085 | 0 | 0 | 0 | 0.0033968 | 0.0036663 | 0.003651 | 0 | 0 | 0.0019718 | 0 | 0 | 0 | 0 | 0.0053685 | 0.0036663 | 0.003651 | 0 | 0 | 0.012686 | 385392.7509
619 | hvac_0001 | HP Boiler, Electric Backup | FALSE | 7.8598 | Warehouse and Storage | GA, Bibb County | 30001_40000 | Small Packaged Unit | gen5_led | Georgia | 9.1299 | A: Non Food-Service Buildings with Small Packaged Units | 0.00084365 | 0.0010004 | 0 | 0 | 0 | 0.0044111 | 0.0023121 | 0.0014475 | 0 | 0 | 0.00039923 | 0 | 0 | 0 | 0 | 0.0048103 | 0.0023121 | 0.0014475 | 0 | 0 | 0.0085699 | 275094.1758
621 | hvac_0001 | HP Boiler, Electric Backup | FALSE | 45.9176 | Warehouse and Storage | GA, Bibb County | 3001_8000 | Small Packaged Unit | gen2_t8_halogen | Georgia | 10.5955 | A: Non Food-Service Buildings with Small Packaged Units | 0.00099326 | 0.0010671 | 0 | 0 | 0 | 0.0030408 | 0.0026265 | 0.0030622 | 0 | 0 | 0.00040127 | 0 | 0 | 0 | 0 | 0.0034421 | 0.0026265 | 0.0030622 | 0 | 0 | 0.0091304 | 252546.8417
622 | hvac_0001 | HP Boiler, Electric Backup | FALSE | 5.4264 | Warehouse and Storage | GA, Bibb County | 52001_64000 | Small Packaged Unit | gen2_t8_halogen | Georgia | 5.9159 | A: Non Food-Service Buildings with Small Packaged Units | 0.0005845 | 0.00073292 | 0 | 0 | 0 | 0.0012141 | 0.0027499 | 0.0019275 | 0 | 0 | 0.00046155 | 0 | 0 | 0 | 0 | 0.0016757 | 0.0027499 | 0.0019275 | 0 | 0 | 0.0063531 | 314731.7079
623 | hvac_0001 | HP Boiler, Electric Backup | FALSE | 3.2022 | Warehouse and Storage | GA, Bibb County | 70001_80000 | Small Packaged Unit | gen2_t8_halogen | Georgia | 8.3254 | A: Non Food-Service Buildings with Small Packaged Units | 0.00066263 | 0.00079793 | 0 | 0 | 0 | 0.0023919 | 0.0024177 | 0.0017246 | 0 | 0 | 0.00028834 | 0 | 0 | 0 | 0 | 0.0026802 | 0.0024177 | 0.0017246 | 0 | 0 | 0.0068226 | 240168.546
624 | hvac_0001 | HP Boiler, Electric Backup | FALSE | 12.4891 | Warehouse and Storage | GA, Bibb County | 12001_30000 | Small Packaged Unit | gen5_led | Georgia | 6.9044 | A: Non Food-Service Buildings with Small Packaged Units | 0.0005632 | 0.00067528 | 0 | 0 | 0 | 0.00095208 | 0.0024368 | 0.0016241 | 0 | 0 | 0.0011659 | 0 | 0 | 0 | 0 | 0.0021179 | 0.0024368 | 0.0016241 | 0 | 0 | 0.0061787 | 262270.6971
3981 | hvac_0001 | HP Boiler, Electric Backup | FALSE | 33.8335 | Warehouse and Storage | GA, Bibb County | 1001_3000 | Small Packaged Unit | gen5_led | Georgia | 11.0431 | A: Non Food-Service Buildings with Small Packaged Units | 0.00028721 | 0.00030385 | 0 | 0 | 0 | 0.0008033 | 0.00072634 | 0.0010201 | 0 | 0 | 0 | 0 | 0 | 0 | 0 | 0.0008033 | 0.00072634 | 0.0010201 | 0 | 0 | 0.0025497 | 67666.9892
4225 | hvac_0001 | HP Boiler, Electric Backup | TRUE | 59.1171 | Warehouse and Storage | GA, Bibb County | _1000 | Multizone CAV/VAV | gen2_t8_halogen | Georgia | 23.4306 | D: Buildings with Hydronically Heated Multizone Systems | 0.00054843 | 0.0005632 | 0 | 0 | 0 | 0.0026369 | 0.00068023 | 0.0014092 | 0 | 0 | 0 | 0 | 0 | 0 | 0 | 0.0026369 | 0.00068023 | 0.0014092 | 0 | 0 | 0.0047263 | 59117.1011
5292 | hvac_0001 | HP Boiler, Electric Backup | FALSE | 0.61771 | Warehouse and Storage | GA, Bibb County | 200001_400000 | Small Packaged Unit | gen4_led | Georgia | 4.1946 | A: Non Food-Service Buildings with Small Packaged Units | 0.00024514 | 0.00031075 | 0 | 0 | 0 | 0.000323 | 0.001583 | 0.00064483 | 0 | 0 | 0.00010151 | 0 | 0 | 0 | 0 | 0.0004245 | 0.001583 | 0.00064483 | 0 | 0 | 0.0026523 | 185312.7503
5294 | hvac_0001 | HP Boiler, Electric Backup | FALSE | 2.1123 | Warehouse and Storage | GA, Bibb County | 100001_150000 | Small Packaged Unit | gen2_t8_halogen | Georgia | 5.5023 | A: Non Food-Service Buildings with Small Packaged Units | 0.00048375 | 0.00056431 | 0 | 0 | 0 | 0.00067874 | 0.0022192 | 0.0015546 | 0 | 0 | 0.00050464 | 0 | 0 | 0 | 0 | 0.0011834 | 0.0022192 | 0.0015546 | 0 | 0 | 0.0049571 | 264034.7713
5295 | hvac_0001 | HP Boiler, Electric Backup | FALSE | 3.6561 | Warehouse and Storage | GA, Bibb County | 80001_100000 | Small Packaged Unit | gen2_t8_halogen | Georgia | 6.8441 | A: Non Food-Service Buildings with Small Packaged Units | 0.00069379 | 0.00085574 | 0 | 0 | 0 | 0.0011973 | 0.0032032 | 0.0021381 | 0 | 0 | 0.0011459 | 0 | 0 | 0 | 0 | 0.0023431 | 0.0032032 | 0.0021381 | 0 | 0 | 0.0076844 | 329052.734
5297 | hvac_0001 | HP Boiler, Electric Backup | FALSE | 1.1486 | Warehouse and Storage | GA, Bibb County | 150001_200000 | Small Packaged Unit | gen4_led | Georgia | 6.3759 | A: Non Food-Service Buildings with Small Packaged Units | 0.00041497 | 0.00050274 | 0 | 0 | 0 | 0.00068207 | 0.0022018 | 0.0011379 | 0 | 0 | 0.00035144 | 0 | 0 | 0 | 0 | 0.0010335 | 0.0022018 | 0.0011379 | 0 | 0 | 0.0043731 | 201013.0526
7187 | hvac_0001 | HP Boiler, Electric Backup | FALSE | 0.94617 | Warehouse and Storage | GA, Bibb County | 40001_52000 | Residential Style Central Systems | gen2_t8_halogen | Georgia | 7.5961 | H: Buildings with Residential Style Central Systems | 0.0001002 | 0.00012757 | 0 | 0 | 0 | 0.00031123 | 0.0003851 | 0.00030065 | 0 | 0 | 0.00013111 | 0 | 0 | 0 | 0 | 0.00044234 | 0.0003851 | 0.00030065 | 0 | 0 | 0.0011281 | 43523.6177
18108 | hvac_0001 | HP Boiler, Electric Backup | TRUE | 0.16497 | Warehouse and Storage | GA, Bibb County | over_1mil | Multizone CAV/VAV | gen2_t8_halogen | Georgia | 5.6632 | D: Buildings with Hydronically Heated Multizone Systems | 0.000337 | 0.00041788 | 0 | 0 | 0 | 0.00059849 | 0.0018469 | 0.0010612 | 0 | 0 | 0 | 0 | 0 | 0 | 0 | 0.00059849 | 0.0018469 | 0.0010612 | 0 | 0 | 0.0035066 | 181468.3094
20450 | hvac_0001 | HP Boiler, Electric Backup | FALSE | 0.32973 | Warehouse and Storage | GA, Bibb County | 600001_1mil | Small Packaged Unit | gen3_t5_cfl | Georgia | 5.7887 | A: Non Food-Service Buildings with Small Packaged Units | 0.00051326 | 0.0006209 | 0 | 0 | 0 | 0.0012075 | 0.0025386 | 0.0014642 | 0 | 0 | 0 | 0 | 0 | 0 | 0 | 0.0012075 | 0.0025386 | 0.0014642 | 0 | 0 | 0.0052103 | 263786.36
28219 | hvac_0001 | HP Boiler, Electric Backup | FALSE | 0.083962 | Warehouse and Storage | GA, Bibb County | 400001_600000 | Residential Style Central Systems | gen5_led | Georgia | 5.5665 | H: Buildings with Residential Style Central Systems | 7.342e-05 | 9.2013e-05 | 0 | 0 | 0 | 0.00014058 | 0.00041332 | 0.000186 | 0 | 0 | 5.7475e-05 | 0 | 0 | 0 | 0 | 0.00019806 | 0.00041332 | 0.000186 | 0 | 0 | 0.00079738 | 41981.0939
617 | hvac_0002 | HP Boiler, Gas Backup | FALSE | 38.5393 | Warehouse and Storage | GA, Bibb County | 8001_12000 | Small Packaged Unit | gen4_led | Georgia | 9.6467 | A: Non Food-Service Buildings with Small Packaged Units | 0.0013266 | 0.0014085 | 0 | 0 | 0 | 0.0033968 | 0.0036663 | 0.003651 | 0 | 0 | 0.0019718 | 0 | 0 | 0 | 0 | 0.0053685 | 0.0036663 | 0.003651 | 0 | 0 | 0.012686 | 385392.7509
619 | hvac_0002 | HP Boiler, Gas Backup | FALSE | 7.8598 | Warehouse and Storage | GA, Bibb County | 30001_40000 | Small Packaged Unit | gen5_led | Georgia | 9.1299 | A: Non Food-Service Buildings with Small Packaged Units | 0.00084365 | 0.0010004 | 0 | 0 | 0 | 0.0044111 | 0.0023121 | 0.0014475 | 0 | 0 | 0.00039923 | 0 | 0 | 0 | 0 | 0.0048103 | 0.0023121 | 0.0014475 | 0 | 0 | 0.0085699 | 275094.1758
621 | hvac_0002 | HP Boiler, Gas Backup | FALSE | 45.9176 | Warehouse and Storage | GA, Bibb County | 3001_8000 | Small Packaged Unit | gen2_t8_halogen | Georgia | 10.5955 | A: Non Food-Service Buildings with Small Packaged Units | 0.00099326 | 0.0010671 | 0 | 0 | 0 | 0.0030408 | 0.0026265 | 0.0030622 | 0 | 0 | 0.00040127 | 0 | 0 | 0 | 0 | 0.0034421 | 0.0026265 | 0.0030622 | 0 | 0 | 0.0091304 | 252546.8417
622 | hvac_0002 | HP Boiler, Gas Backup | FALSE | 5.4264 | Warehouse and Storage | GA, Bibb County | 52001_64000 | Small Packaged Unit | gen2_t8_halogen | Georgia | 5.9159 | A: Non Food-Service Buildings with Small Packaged Units | 0.0005845 | 0.00073292 | 0 | 0 | 0 | 0.0012141 | 0.0027499 | 0.0019275 | 0 | 0 | 0.00046155 | 0 | 0 | 0 | 0 | 0.0016757 | 0.0027499 | 0.0019275 | 0 | 0 | 0.0063531 | 314731.7079
623 | hvac_0002 | HP Boiler, Gas Backup | FALSE | 3.2022 | Warehouse and Storage | GA, Bibb County | 70001_80000 | Small Packaged Unit | gen2_t8_halogen | Georgia | 8.3254 | A: Non Food-Service Buildings with Small Packaged Units | 0.00066263 | 0.00079793 | 0 | 0 | 0 | 0.0023919 | 0.0024177 | 0.0017246 | 0 | 0 | 0.00028834 | 0 | 0 | 0 | 0 | 0.0026802 | 0.0024177 | 0.0017246 | 0 | 0 | 0.0068226 | 240168.546
624 | hvac_0002 | HP Boiler, Gas Backup | FALSE | 12.4891 | Warehouse and Storage | GA, Bibb County | 12001_30000 | Small Packaged Unit | gen5_led | Georgia | 6.9044 | A: Non Food-Service Buildings with Small Packaged Units | 0.0005632 | 0.00067528 | 0 | 0 | 0 | 0.00095208 | 0.0024368 | 0.0016241 | 0 | 0 | 0.0011659 | 0 | 0 | 0 | 0 | 0.0021179 | 0.0024368 | 0.0016241 | 0 | 0 | 0.0061787 | 262270.6971
3981 | hvac_0002 | HP Boiler, Gas Backup | FALSE | 33.8335 | Warehouse and Storage | GA, Bibb County | 1001_3000 | Small Packaged Unit | gen5_led | Georgia | 11.0431 | A: Non Food-Service Buildings with Small Packaged Units | 0.00028721 | 0.00030385 | 0 | 0 | 0 | 0.0008033 | 0.00072634 | 0.0010201 | 0 | 0 | 0 | 0 | 0 | 0 | 0 | 0.0008033 | 0.00072634 | 0.0010201 | 0 | 0 | 0.0025497 | 67666.9892
4225 | hvac_0002 | HP Boiler, Gas Backup | TRUE | 59.1171 | Warehouse and Storage | GA, Bibb County | _1000 | Multizone CAV/VAV | gen2_t8_halogen | Georgia | 23.4472 | D: Buildings with Hydronically Heated Multizone Systems | 0.0005475 | 0.00056272 | 0 | 0 | 0 | 0.0026234 | 0.00068023 | 0.0014092 | 0 | 0 | 1.681e-05 | 0 | 0 | 0 | 0 | 0.0026402 | 0.00068023 | 0.0014092 | 0 | 0 | 0.0047297 | 59117.1011
5292 | hvac_0002 | HP Boiler, Gas Backup | FALSE | 0.61771 | Warehouse and Storage | GA, Bibb County | 200001_400000 | Small Packaged Unit | gen4_led | Georgia | 4.1946 | A: Non Food-Service Buildings with Small Packaged Units | 0.00024514 | 0.00031075 | 0 | 0 | 0 | 0.000323 | 0.001583 | 0.00064483 | 0 | 0 | 0.00010151 | 0 | 0 | 0 | 0 | 0.0004245 | 0.001583 | 0.00064483 | 0 | 0 | 0.0026523 | 185312.7503
5294 | hvac_0002 | HP Boiler, Gas Backup | FALSE | 2.1123 | Warehouse and Storage | GA, Bibb County | 100001_150000 | Small Packaged Unit | gen2_t8_halogen | Georgia | 5.5023 | A: Non Food-Service Buildings with Small Packaged Units | 0.00048375 | 0.00056431 | 0 | 0 | 0 | 0.00067874 | 0.0022192 | 0.0015546 | 0 | 0 | 0.00050464 | 0 | 0 | 0 | 0 | 0.0011834 | 0.0022192 | 0.0015546 | 0 | 0 | 0.0049571 | 264034.7713
5295 | hvac_0002 | HP Boiler, Gas Backup | FALSE | 3.6561 | Warehouse and Storage | GA, Bibb County | 80001_100000 | Small Packaged Unit | gen2_t8_halogen | Georgia | 6.8441 | A: Non Food-Service Buildings with Small Packaged Units | 0.00069379 | 0.00085574 | 0 | 0 | 0 | 0.0011973 | 0.0032032 | 0.0021381 | 0 | 0 | 0.0011459 | 0 | 0 | 0 | 0 | 0.0023431 | 0.0032032 | 0.0021381 | 0 | 0 | 0.0076844 | 329052.734
5297 | hvac_0002 | HP Boiler, Gas Backup | FALSE | 1.1486 | Warehouse and Storage | GA, Bibb County | 150001_200000 | Small Packaged Unit | gen4_led | Georgia | 6.3759 | A: Non Food-Service Buildings with Small Packaged Units | 0.00041497 | 0.00050274 | 0 | 0 | 0 | 0.00068207 | 0.0022018 | 0.0011379 | 0 | 0 | 0.00035144 | 0 | 0 | 0 | 0 | 0.0010335 | 0.0022018 | 0.0011379 | 0 | 0 | 0.0043731 | 201013.0526
7187 | hvac_0002 | HP Boiler, Gas Backup | FALSE | 0.94617 | Warehouse and Storage | GA, Bibb County | 40001_52000 | Residential Style Central Systems | gen2_t8_halogen | Georgia | 7.5961 | H: Buildings with Residential Style Central Systems | 0.0001002 | 0.00012757 | 0 | 0 | 0 | 0.00031123 | 0.0003851 | 0.00030065 | 0 | 0 | 0.00013111 | 0 | 0 | 0 | 0 | 0.00044234 | 0.0003851 | 0.00030065 | 0 | 0 | 0.0011281 | 43523.6177
18108 | hvac_0002 | HP Boiler, Gas Backup | TRUE | 0.16497 | Warehouse and Storage | GA, Bibb County | over_1mil | Multizone CAV/VAV | gen2_t8_halogen | Georgia | 5.6632 | D: Buildings with Hydronically Heated Multizone Systems | 0.000337 | 0.00041788 | 0 | 0 | 0 | 0.00059847 | 0.0018469 | 0.0010612 | 0 | 0 | 2.6582e-08 | 0 | 0 | 0 | 0 | 0.0005985 | 0.0018469 | 0.0010612 | 0 | 0 | 0.0035066 | 181468.3094
20450 | hvac_0002 | HP Boiler, Gas Backup | FALSE | 0.32973 | Warehouse and Storage | GA, Bibb County | 600001_1mil | Small Packaged Unit | gen3_t5_cfl | Georgia | 5.7887 | A: Non Food-Service Buildings with Small Packaged Units | 0.00051326 | 0.0006209 | 0 | 0 | 0 | 0.0012075 | 0.0025386 | 0.0014642 | 0 | 0 | 0 | 0 | 0 | 0 | 0 | 0.0012075 | 0.0025386 | 0.0014642 | 0 | 0 | 0.0052103 | 263786.36
28219 | hvac_0002 | HP Boiler, Gas Backup | FALSE | 0.083962 | Warehouse and Storage | GA, Bibb County | 400001_600000 | Residential Style Central Systems | gen5_led | Georgia | 5.5665 | H: Buildings with Residential Style Central Systems | 7.342e-05 | 9.2013e-05 | 0 | 0 | 0 | 0.00014058 | 0.00041332 | 0.000186 | 0 | 0 | 5.7475e-05 | 0 | 0 | 0 | 0 | 0.00019806 | 0.00041332 | 0.000186 | 0 | 0 | 0.00079738 | 41981.0939
617 | hvac_0003 | DOAS HP Minisplits | TRUE | 38.5393 | Warehouse and Storage | GA, Bibb County | 8001_12000 | Small Packaged Unit | gen4_led | Georgia | 7.0031 | A: Non Food-Service Buildings with Small Packaged Units | 0.0010448 | 0.0010907 | 0 | 0 | 0 | 0.0017639 | 0.0036663 | 0.003651 | 0 | 0 | 0.00012858 | 0 | 0 | 0 | 0 | 0.0018925 | 0.0036663 | 0.003651 | 0 | 0 | 0.0092091 | 385392.7509
619 | hvac_0003 | DOAS HP Minisplits | TRUE | 7.8598 | Warehouse and Storage | GA, Bibb County | 30001_40000 | Small Packaged Unit | gen5_led | Georgia | 5.4158 | A: Non Food-Service Buildings with Small Packaged Units | 0.00051012 | 0.0006023 | 0 | 0 | 0 | 0.0012571 | 0.0023121 | 0.0014475 | 0 | 0 | 6.6898e-05 | 0 | 0 | 0 | 0 | 0.001324 | 0.0023121 | 0.0014475 | 0 | 0 | 0.0050836 | 275094.1758
621 | hvac_0003 | DOAS HP Minisplits | TRUE | 45.9176 | Warehouse and Storage | GA, Bibb County | 3001_8000 | Small Packaged Unit | gen2_t8_halogen | Georgia | 8.0035 | A: Non Food-Service Buildings with Small Packaged Units | 0.00077712 | 0.00082175 | 0 | 0 | 0 | 0.0012055 | 0.0026265 | 0.0030622 | 0 | 0 | 2.6113e-06 | 0 | 0 | 0 | 0 | 0.0012082 | 0.0026265 | 0.0030622 | 0 | 0 | 0.0068969 | 252546.8417
622 | hvac_0003 | DOAS HP Minisplits | TRUE | 5.4264 | Warehouse and Storage | GA, Bibb County | 52001_64000 | Small Packaged Unit | gen2_t8_halogen | Georgia | 4.8375 | A: Non Food-Service Buildings with Small Packaged Units | 0.00049982 | 0.0006177 | 0 | 0 | 0 | 0.00049113 | 0.0027499 | 0.0019275 | 0 | 0 | 2.6591e-05 | 0 | 0 | 0 | 0 | 0.00051772 | 0.0027499 | 0.0019275 | 0 | 0 | 0.0051951 | 314731.7079
623 | hvac_0003 | DOAS HP Minisplits | FALSE | 3.2022 | Warehouse and Storage | GA, Bibb County | 70001_80000 | Small Packaged Unit | gen2_t8_halogen | Georgia | 8.3254 | A: Non Food-Service Buildings with Small Packaged Units | 0.00066263 | 0.00079793 | 0 | 0 | 0 | 0.0023919 | 0.0024177 | 0.0017246 | 0 | 0 | 0.00028834 | 0 | 0 | 0 | 0 | 0.0026802 | 0.0024177 | 0.0017246 | 0 | 0 | 0.0068226 | 240168.546
624 | hvac_0003 | DOAS HP Minisplits | TRUE | 12.4891 | Warehouse and Storage | GA, Bibb County | 12001_30000 | Small Packaged Unit | gen5_led | Georgia | 5.2343 | A: Non Food-Service Buildings with Small Packaged Units | 0.00047123 | 0.00055345 | 0 | 0 | 0 | 0.00053256 | 0.0024368 | 0.0016241 | 0 | 0 | 9.0674e-05 | 0 | 0 | 0 | 0 | 0.00062324 | 0.0024368 | 0.0016241 | 0 | 0 | 0.0046842 | 262270.6971
3981 | hvac_0003 | DOAS HP Minisplits | TRUE | 33.8335 | Warehouse and Storage | GA, Bibb County | 1001_3000 | Small Packaged Unit | gen5_led | Georgia | 8.7375 | A: Non Food-Service Buildings with Small Packaged Units | 0.00023132 | 0.0002404 | 0 | 0 | 0 | 0.00027097 | 0.00072634 | 0.0010201 | 0 | 0 | 0 | 0 | 0 | 0 | 0 | 0.00027097 | 0.00072634 | 0.0010201 | 0 | 0 | 0.0020174 | 67666.9892
4225 | hvac_0003 | DOAS HP Minisplits | FALSE | 59.1171 | Warehouse and Storage | GA, Bibb County | _1000 | Multizone CAV/VAV | gen2_t8_halogen | Georgia | 22.6306 | D: Buildings with Hydronically Heated Multizone Systems | 0.00044543 | 0.00045934 | 0 | 0 | 0 | 0.00085841 | 0.00068023 | 0.0014092 | 0 | 0 | 0.0016171 | 0 | 0 | 0 | 0 | 0.0024755 | 0.00068023 | 0.0014092 | 0 | 0 | 0.0045649 | 59117.1011
5292 | hvac_0003 | DOAS HP Minisplits | FALSE | 0.61771 | Warehouse and Storage | GA, Bibb County | 200001_400000 | Small Packaged Unit | gen4_led | Georgia | 4.1946 | A: Non Food-Service Buildings with Small Packaged Units | 0.00024514 | 0.00031075 | 0 | 0 | 0 | 0.000323 | 0.001583 | 0.00064483 | 0 | 0 | 0.00010151 | 0 | 0 | 0 | 0 | 0.0004245 | 0.001583 | 0.00064483 | 0 | 0 | 0.0026523 | 185312.7503
5294 | hvac_0003 | DOAS HP Minisplits | FALSE | 2.1123 | Warehouse and Storage | GA, Bibb County | 100001_150000 | Small Packaged Unit | gen2_t8_halogen | Georgia | 5.5023 | A: Non Food-Service Buildings with Small Packaged Units | 0.00048375 | 0.00056431 | 0 | 0 | 0 | 0.00067874 | 0.0022192 | 0.0015546 | 0 | 0 | 0.00050464 | 0 | 0 | 0 | 0 | 0.0011834 | 0.0022192 | 0.0015546 | 0 | 0 | 0.0049571 | 264034.7713
5295 | hvac_0003 | DOAS HP Minisplits | FALSE | 3.6561 | Warehouse and Storage | GA, Bibb County | 80001_100000 | Small Packaged Unit | gen2_t8_halogen | Georgia | 6.8441 | A: Non Food-Service Buildings with Small Packaged Units | 0.00069379 | 0.00085574 | 0 | 0 | 0 | 0.0011973 | 0.0032032 | 0.0021381 | 0 | 0 | 0.0011459 | 0 | 0 | 0 | 0 | 0.0023431 | 0.0032032 | 0.0021381 | 0 | 0 | 0.0076844 | 329052.734
5297 | hvac_0003 | DOAS HP Minisplits | FALSE | 1.1486 | Warehouse and Storage | GA, Bibb County | 150001_200000 | Small Packaged Unit | gen4_led | Georgia | 6.3759 | A: Non Food-Service Buildings with Small Packaged Units | 0.00041497 | 0.00050274 | 0 | 0 | 0 | 0.00068207 | 0.0022018 | 0.0011379 | 0 | 0 | 0.00035144 | 0 | 0 | 0 | 0 | 0.0010335 | 0.0022018 | 0.0011379 | 0 | 0 | 0.0043731 | 201013.0526
7187 | hvac_0003 | DOAS HP Minisplits | FALSE | 0.94617 | Warehouse and Storage | GA, Bibb County | 40001_52000 | Residential Style Central Systems | gen2_t8_halogen | Georgia | 7.5961 | H: Buildings with Residential Style Central Systems | 0.0001002 | 0.00012757 | 0 | 0 | 0 | 0.00031123 | 0.0003851 | 0.00030065 | 0 | 0 | 0.00013111 | 0 | 0 | 0 | 0 | 0.00044234 | 0.0003851 | 0.00030065 | 0 | 0 | 0.0011281 | 43523.6177
18108 | hvac_0003 | DOAS HP Minisplits | FALSE | 0.16497 | Warehouse and Storage | GA, Bibb County | over_1mil | Multizone CAV/VAV | gen2_t8_halogen | Georgia | 6.0053 | D: Buildings with Hydronically Heated Multizone Systems | 0.00034375 | 0.00042663 | 0 | 0 | 0 | 0.00049533 | 0.0018469 | 0.0010612 | 0 | 0 | 0.00031498 | 0 | 0 | 0 | 0 | 0.00081031 | 0.0018469 | 0.0010612 | 0 | 0 | 0.0037184 | 181468.3094
20450 | hvac_0003 | DOAS HP Minisplits | FALSE | 0.32973 | Warehouse and Storage | GA, Bibb County | 600001_1mil | Small Packaged Unit | gen3_t5_cfl | Georgia | 5.7887 | A: Non Food-Service Buildings with Small Packaged Units | 0.00051326 | 0.0006209 | 0 | 0 | 0 | 0.0012075 | 0.0025386 | 0.0014642 | 0 | 0 | 0 | 0 | 0 | 0 | 0 | 0.0012075 | 0.0025386 | 0.0014642 | 0 | 0 | 0.0052103 | 263786.36
28219 | hvac_0003 | DOAS HP Minisplits | FALSE | 0.083962 | Warehouse and Storage | GA, Bibb County | 400001_600000 | Residential Style Central Systems | gen5_led | Georgia | 5.5665 | H: Buildings with Residential Style Central Systems | 7.342e-05 | 9.2013e-05 | 0 | 0 | 0 | 0.00014058 | 0.00041332 | 0.000186 | 0 | 0 | 5.7475e-05 | 0 | 0 | 0 | 0 | 0.00019806 | 0.00041332 | 0.000186 | 0 | 0 | 0.00079738 | 41981.0939
617 | hvac_0004 | Variable Speed HP RTU, Original Heating Fuel Backup | TRUE | 38.5393 | Warehouse and Storage | GA, Bibb County | 8001_12000 | Small Packaged Unit | gen4_led | Georgia | 7.2508 | A: Non Food-Service Buildings with Small Packaged Units | 0.0010709 | 0.0011261 | 0 | 0 | 0 | 0.0020244 | 0.0036663 | 0.003651 | 0 | 0 | 0.0001936 | 0 | 0 | 0 | 0 | 0.002218 | 0.0036663 | 0.003651 | 0 | 0 | 0.009535 | 385392.7509
619 | hvac_0004 | Variable Speed HP RTU, Original Heating Fuel Backup | TRUE | 7.8598 | Warehouse and Storage | GA, Bibb County | 30001_40000 | Small Packaged Unit | gen5_led | Georgia | 6.5743 | A: Non Food-Service Buildings with Small Packaged Units | 0.00061971 | 0.00073191 | 0 | 0 | 0 | 0.0023451 | 0.0023121 | 0.0014475 | 0 | 0 | 6.6451e-05 | 0 | 0 | 0 | 0 | 0.0024115 | 0.0023121 | 0.0014475 | 0 | 0 | 0.006171 | 275094.1758
621 | hvac_0004 | Variable Speed HP RTU, Original Heating Fuel Backup | TRUE | 45.9176 | Warehouse and Storage | GA, Bibb County | 3001_8000 | Small Packaged Unit | gen2_t8_halogen | Georgia | 8.6182 | A: Non Food-Service Buildings with Small Packaged Units | 0.00083018 | 0.00088485 | 0 | 0 | 0 | 0.0017348 | 0.0026265 | 0.0030622 | 0 | 0 | 2.6113e-06 | 0 | 0 | 0 | 0 | 0.0017374 | 0.0026265 | 0.0030622 | 0 | 0 | 0.0074265 | 252546.8417
622 | hvac_0004 | Variable Speed HP RTU, Original Heating Fuel Backup | TRUE | 5.4264 | Warehouse and Storage | GA, Bibb County | 52001_64000 | Small Packaged Unit | gen2_t8_halogen | Georgia | 5.2946 | A: Non Food-Service Buildings with Small Packaged Units | 0.00054422 | 0.00067607 | 0 | 0 | 0 | 0.00097963 | 0.0027499 | 0.0019275 | 0 | 0 | 2.8956e-05 | 0 | 0 | 0 | 0 | 0.0010086 | 0.0027499 | 0.0019275 | 0 | 0 | 0.005686 | 314731.7079
623 | hvac_0004 | Variable Speed HP RTU, Original Heating Fuel Backup | TRUE | 3.2022 | Warehouse and Storage | GA, Bibb County | 70001_80000 | Small Packaged Unit | gen2_t8_halogen | Georgia | 6.8042 | A: Non Food-Service Buildings with Small Packaged Units | 0.00054824 | 0.00066412 | 0 | 0 | 0 | 0.0014268 | 0.0024177 | 0.0017246 | 0 | 0 | 6.7987e-06 | 0 | 0 | 0 | 0 | 0.0014336 | 0.0024177 | 0.0017246 | 0 | 0 | 0.005576 | 240168.546
624 | hvac_0004 | Variable Speed HP RTU, Original Heating Fuel Backup | TRUE | 12.4891 | Warehouse and Storage | GA, Bibb County | 12001_30000 | Small Packaged Unit | gen5_led | Georgia | 5.6521 | A: Non Food-Service Buildings with Small Packaged Units | 0.00050516 | 0.00059777 | 0 | 0 | 0 | 0.00090177 | 0.0024368 | 0.0016241 | 0 | 0 | 9.5528e-05 | 0 | 0 | 0 | 0 | 0.0009973 | 0.0024368 | 0.0016241 | 0 | 0 | 0.0050581 | 262270.6971
3981 | hvac_0004 | Variable Speed HP RTU, Original Heating Fuel Backup | TRUE | 33.8335 | Warehouse and Storage | GA, Bibb County | 1001_3000 | Small Packaged Unit | gen5_led | Georgia | 9.6042 | A: Non Food-Service Buildings with Small Packaged Units | 0.00025037 | 0.00026427 | 0 | 0 | 0 | 0.00047108 | 0.00072634 | 0.0010201 | 0 | 0 | 0 | 0 | 0 | 0 | 0 | 0.00047108 | 0.00072634 | 0.0010201 | 0 | 0 | 0.0022175 | 67666.9892
4225 | hvac_0004 | Variable Speed HP RTU, Original Heating Fuel Backup | FALSE | 59.1171 | Warehouse and Storage | GA, Bibb County | _1000 | Multizone CAV/VAV | gen2_t8_halogen | Georgia | 22.6306 | D: Buildings with Hydronically Heated Multizone Systems | 0.00044543 | 0.00045934 | 0 | 0 | 0 | 0.00085841 | 0.00068023 | 0.0014092 | 0 | 0 | 0.0016171 | 0 | 0 | 0 | 0 | 0.0024755 | 0.00068023 | 0.0014092 | 0 | 0 | 0.0045649 | 59117.1011
5292 | hvac_0004 | Variable Speed HP RTU, Original Heating Fuel Backup | TRUE | 0.61771 | Warehouse and Storage | GA, Bibb County | 200001_400000 | Small Packaged Unit | gen4_led | Georgia | 4.0323 | A: Non Food-Service Buildings with Small Packaged Units | 0.0002381 | 0.00029972 | 0 | 0 | 0 | 0.00024318 | 0.001583 | 0.00064483 | 0 | 0 | 7.8682e-05 | 0 | 0 | 0 | 0 | 0.00032186 | 0.001583 | 0.00064483 | 0 | 0 | 0.0025496 | 185312.7503
5294 | hvac_0004 | Variable Speed HP RTU, Original Heating Fuel Backup | TRUE | 2.1123 | Warehouse and Storage | GA, Bibb County | 100001_150000 | Small Packaged Unit | gen2_t8_halogen | Georgia | 4.9203 | A: Non Food-Service Buildings with Small Packaged Units | 0.00045425 | 0.00052563 | 0 | 0 | 0 | 0.00060897 | 0.0022192 | 0.0015546 | 0 | 0 | 5.0131e-05 | 0 | 0 | 0 | 0 | 0.0006591 | 0.0022192 | 0.0015546 | 0 | 0 | 0.0044328 | 264034.7713
5295 | hvac_0004 | Variable Speed HP RTU, Original Heating Fuel Backup | TRUE | 3.6561 | Warehouse and Storage | GA, Bibb County | 80001_100000 | Small Packaged Unit | gen2_t8_halogen | Georgia | 5.8787 | A: Non Food-Service Buildings with Small Packaged Units | 0.00064091 | 0.00078139 | 0 | 0 | 0 | 0.0011604 | 0.0032032 | 0.0021381 | 0 | 0 | 9.8797e-05 | 0 | 0 | 0 | 0 | 0.0012592 | 0.0032032 | 0.0021381 | 0 | 0 | 0.0066005 | 329052.734
5297 | hvac_0004 | Variable Speed HP RTU, Original Heating Fuel Backup | TRUE | 1.1486 | Warehouse and Storage | GA, Bibb County | 150001_200000 | Small Packaged Unit | gen4_led | Georgia | 5.7083 | A: Non Food-Service Buildings with Small Packaged Units | 0.00038769 | 0.00046532 | 0 | 0 | 0 | 0.00055171 | 0.0022018 | 0.0011379 | 0 | 0 | 2.3908e-05 | 0 | 0 | 0 | 0 | 0.00057562 | 0.0022018 | 0.0011379 | 0 | 0 | 0.0039152 | 201013.0526
7187 | hvac_0004 | Variable Speed HP RTU, Original Heating Fuel Backup | FALSE | 0.94617 | Warehouse and Storage | GA, Bibb County | 40001_52000 | Residential Style Central Systems | gen2_t8_halogen | Georgia | 7.5961 | H: Buildings with Residential Style Central Systems | 0.0001002 | 0.00012757 | 0 | 0 | 0 | 0.00031123 | 0.0003851 | 0.00030065 | 0 | 0 | 0.00013111 | 0 | 0 | 0 | 0 | 0.00044234 | 0.0003851 | 0.00030065 | 0 | 0 | 0.0011281 | 43523.6177
18108 | hvac_0004 | Variable Speed HP RTU, Original Heating Fuel Backup | FALSE | 0.16497 | Warehouse and Storage | GA, Bibb County | over_1mil | Multizone CAV/VAV | gen2_t8_halogen | Georgia | 6.0053 | D: Buildings with Hydronically Heated Multizone Systems | 0.00034375 | 0.00042663 | 0 | 0 | 0 | 0.00049533 | 0.0018469 | 0.0010612 | 0 | 0 | 0.00031498 | 0 | 0 | 0 | 0 | 0.00081031 | 0.0018469 | 0.0010612 | 0 | 0 | 0.0037184 | 181468.3094
20450 | hvac_0004 | Variable Speed HP RTU, Original Heating Fuel Backup | TRUE | 0.32973 | Warehouse and Storage | GA, Bibb County | 600001_1mil | Small Packaged Unit | gen3_t5_cfl | Georgia | 5.2874 | A: Non Food-Service Buildings with Small Packaged Units | 0.00046315 | 0.00056713 | 0 | 0 | 0 | 0.00075628 | 0.0025386 | 0.0014642 | 0 | 0 | 0 | 0 | 0 | 0 | 0 | 0.00075628 | 0.0025386 | 0.0014642 | 0 | 0 | 0.004759 | 263786.36
28219 | hvac_0004 | Variable Speed HP RTU, Original Heating Fuel Backup | FALSE | 0.083962 | Warehouse and Storage | GA, Bibb County | 400001_600000 | Residential Style Central Systems | gen5_led | Georgia | 5.5665 | H: Buildings with Residential Style Central Systems | 7.342e-05 | 9.2013e-05 | 0 | 0 | 0 | 0.00014058 | 0.00041332 | 0.000186 | 0 | 0 | 5.7475e-05 | 0 | 0 | 0 | 0 | 0.00019806 | 0.00041332 | 0.000186 | 0 | 0 | 0.00079738 | 41981.0939
617 | hvac_0005 | Variable Speed HP RTU, Electric Backup | TRUE | 38.5393 | Warehouse and Storage | GA, Bibb County | 8001_12000 | Small Packaged Unit | gen4_led | Georgia | 7.2408 | A: Non Food-Service Buildings with Small Packaged Units | 0.0010735 | 0.001128 | 0 | 0 | 0 | 0.0020763 | 0.0036663 | 0.003651 | 0 | 0 | 0.00012858 | 0 | 0 | 0 | 0 | 0.0022048 | 0.0036663 | 0.003651 | 0 | 0 | 0.0095218 | 385392.7509
619 | hvac_0005 | Variable Speed HP RTU, Electric Backup | TRUE | 7.8598 | Warehouse and Storage | GA, Bibb County | 30001_40000 | Small Packaged Unit | gen5_led | Georgia | 6.5743 | A: Non Food-Service Buildings with Small Packaged Units | 0.00061971 | 0.00073191 | 0 | 0 | 0 | 0.0023451 | 0.0023121 | 0.0014475 | 0 | 0 | 6.6451e-05 | 0 | 0 | 0 | 0 | 0.0024115 | 0.0023121 | 0.0014475 | 0 | 0 | 0.006171 | 275094.1758
621 | hvac_0005 | Variable Speed HP RTU, Electric Backup | TRUE | 45.9176 | Warehouse and Storage | GA, Bibb County | 3001_8000 | Small Packaged Unit | gen2_t8_halogen | Georgia | 8.6182 | A: Non Food-Service Buildings with Small Packaged Units | 0.00083018 | 0.00088486 | 0 | 0 | 0 | 0.0017348 | 0.0026265 | 0.0030622 | 0 | 0 | 2.6113e-06 | 0 | 0 | 0 | 0 | 0.0017374 | 0.0026265 | 0.0030622 | 0 | 0 | 0.0074265 | 252546.8417
622 | hvac_0005 | Variable Speed HP RTU, Electric Backup | TRUE | 5.4264 | Warehouse and Storage | GA, Bibb County | 52001_64000 | Small Packaged Unit | gen2_t8_halogen | Georgia | 5.2942 | A: Non Food-Service Buildings with Small Packaged Units | 0.00054428 | 0.00067614 | 0 | 0 | 0 | 0.00098159 | 0.0027499 | 0.0019275 | 0 | 0 | 2.6488e-05 | 0 | 0 | 0 | 0 | 0.0010081 | 0.0027499 | 0.0019275 | 0 | 0 | 0.0056854 | 314731.7079
623 | hvac_0005 | Variable Speed HP RTU, Electric Backup | TRUE | 3.2022 | Warehouse and Storage | GA, Bibb County | 70001_80000 | Small Packaged Unit | gen2_t8_halogen | Georgia | 6.8041 | A: Non Food-Service Buildings with Small Packaged Units | 0.00054826 | 0.00066413 | 0 | 0 | 0 | 0.0014271 | 0.0024177 | 0.0017246 | 0 | 0 | 6.4042e-06 | 0 | 0 | 0 | 0 | 0.0014335 | 0.0024177 | 0.0017246 | 0 | 0 | 0.0055759 | 240168.546
624 | hvac_0005 | Variable Speed HP RTU, Electric Backup | TRUE | 12.4891 | Warehouse and Storage | GA, Bibb County | 12001_30000 | Small Packaged Unit | gen5_led | Georgia | 5.6511 | A: Non Food-Service Buildings with Small Packaged Units | 0.00050532 | 0.00059791 | 0 | 0 | 0 | 0.00090556 | 0.0024368 | 0.0016241 | 0 | 0 | 9.0674e-05 | 0 | 0 | 0 | 0 | 0.00099623 | 0.0024368 | 0.0016241 | 0 | 0 | 0.0050572 | 262270.6971
3981 | hvac_0005 | Variable Speed HP RTU, Electric Backup | TRUE | 33.8335 | Warehouse and Storage | GA, Bibb County | 1001_3000 | Small Packaged Unit | gen5_led | Georgia | 9.6042 | A: Non Food-Service Buildings with Small Packaged Units | 0.00025037 | 0.00026427 | 0 | 0 | 0 | 0.00047108 | 0.00072634 | 0.0010201 | 0 | 0 | 0 | 0 | 0 | 0 | 0 | 0.00047108 | 0.00072634 | 0.0010201 | 0 | 0 | 0.0022175 | 67666.9892
4225 | hvac_0005 | Variable Speed HP RTU, Electric Backup | FALSE | 59.1171 | Warehouse and Storage | GA, Bibb County | _1000 | Multizone CAV/VAV | gen2_t8_halogen | Georgia | 22.6306 | D: Buildings with Hydronically Heated Multizone Systems | 0.00044543 | 0.00045934 | 0 | 0 | 0 | 0.00085841 | 0.00068023 | 0.0014092 | 0 | 0 | 0.0016171 | 0 | 0 | 0 | 0 | 0.0024755 | 0.00068023 | 0.0014092 | 0 | 0 | 0.0045649 | 59117.1011
5292 | hvac_0005 | Variable Speed HP RTU, Electric Backup | TRUE | 0.61771 | Warehouse and Storage | GA, Bibb County | 200001_400000 | Small Packaged Unit | gen4_led | Georgia | 4.0322 | A: Non Food-Service Buildings with Small Packaged Units | 0.0002381 | 0.00029972 | 0 | 0 | 0 | 0.0002433 | 0.001583 | 0.00064483 | 0 | 0 | 7.8512e-05 | 0 | 0 | 0 | 0 | 0.00032181 | 0.001583 | 0.00064483 | 0 | 0 | 0.0025496 | 185312.7503
5294 | hvac_0005 | Variable Speed HP RTU, Electric Backup | TRUE | 2.1123 | Warehouse and Storage | GA, Bibb County | 100001_150000 | Small Packaged Unit | gen2_t8_halogen | Georgia | 4.9194 | A: Non Food-Service Buildings with Small Packaged Units | 0.00045439 | 0.00052574 | 0 | 0 | 0 | 0.00061215 | 0.0022192 | 0.0015546 | 0 | 0 | 4.6147e-05 | 0 | 0 | 0 | 0 | 0.0006583 | 0.0022192 | 0.0015546 | 0 | 0 | 0.004432 | 264034.7713
5295 | hvac_0005 | Variable Speed HP RTU, Electric Backup | TRUE | 3.6561 | Warehouse and Storage | GA, Bibb County | 80001_100000 | Small Packaged Unit | gen2_t8_halogen | Georgia | 5.8762 | A: Non Food-Service Buildings with Small Packaged Units | 0.00064144 | 0.00078178 | 0 | 0 | 0 | 0.0011716 | 0.0032032 | 0.0021381 | 0 | 0 | 8.4867e-05 | 0 | 0 | 0 | 0 | 0.0012564 | 0.0032032 | 0.0021381 | 0 | 0 | 0.0065976 | 329052.734
5297 | hvac_0005 | Variable Speed HP RTU, Electric Backup | TRUE | 1.1486 | Warehouse and Storage | GA, Bibb County | 150001_200000 | Small Packaged Unit | gen4_led | Georgia | 5.708 | A: Non Food-Service Buildings with Small Packaged Units | 0.00038774 | 0.00046535 | 0 | 0 | 0 | 0.00055265 | 0.0022018 | 0.0011379 | 0 | 0 | 2.2743e-05 | 0 | 0 | 0 | 0 | 0.00057539 | 0.0022018 | 0.0011379 | 0 | 0 | 0.003915 | 201013.0526
7187 | hvac_0005 | Variable Speed HP RTU, Electric Backup | FALSE | 0.94617 | Warehouse and Storage | GA, Bibb County | 40001_52000 | Residential Style Central Systems | gen2_t8_halogen | Georgia | 7.5961 | H: Buildings with Residential Style Central Systems | 0.0001002 | 0.00012757 | 0 | 0 | 0 | 0.00031123 | 0.0003851 | 0.00030065 | 0 | 0 | 0.00013111 | 0 | 0 | 0 | 0 | 0.00044234 | 0.0003851 | 0.00030065 | 0 | 0 | 0.0011281 | 43523.6177
18108 | hvac_0005 | Variable Speed HP RTU, Electric Backup | FALSE | 0.16497 | Warehouse and Storage | GA, Bibb County | over_1mil | Multizone CAV/VAV | gen2_t8_halogen | Georgia | 6.0053 | D: Buildings with Hydronically Heated Multizone Systems | 0.00034375 | 0.00042663 | 0 | 0 | 0 | 0.00049533 | 0.0018469 | 0.0010612 | 0 | 0 | 0.00031498 | 0 | 0 | 0 | 0 | 0.00081031 | 0.0018469 | 0.0010612 | 0 | 0 | 0.0037184 | 181468.3094
20450 | hvac_0005 | Variable Speed HP RTU, Electric Backup | TRUE | 0.32973 | Warehouse and Storage | GA, Bibb County | 600001_1mil | Small Packaged Unit | gen3_t5_cfl | Georgia | 5.2874 | A: Non Food-Service Buildings with Small Packaged Units | 0.00046315 | 0.00056713 | 0 | 0 | 0 | 0.00075627 | 0.0025386 | 0.0014642 | 0 | 0 | 0 | 0 | 0 | 0 | 0 | 0.00075627 | 0.0025386 | 0.0014642 | 0 | 0 | 0.004759 | 263786.36
28219 | hvac_0005 | Variable Speed HP RTU, Electric Backup | FALSE | 0.083962 | Warehouse and Storage | GA, Bibb County | 400001_600000 | Residential Style Central Systems | gen5_led | Georgia | 5.5665 | H: Buildings with Residential Style Central Systems | 7.342e-05 | 9.2013e-05 | 0 | 0 | 0 | 0.00014058 | 0.00041332 | 0.000186 | 0 | 0 | 5.7475e-05 | 0 | 0 | 0 | 0 | 0.00019806 | 0.00041332 | 0.000186 | 0 | 0 | 0.00079738 | 41981.0939
617 | hvac_0006 | VRF with DOAS | TRUE | 38.5393 | Warehouse and Storage | GA, Bibb County | 8001_12000 | Small Packaged Unit | gen4_led | Georgia | 7.0919 | A: Non Food-Service Buildings with Small Packaged Units | 0.001054 | 0.0011046 | 0 | 0 | 0 | 0.0018805 | 0.0036663 | 0.003651 | 0 | 0 | 0.00012858 | 0 | 0 | 0 | 0 | 0.0020091 | 0.0036663 | 0.003651 | 0 | 0 | 0.009326 | 385392.7509
619 | hvac_0006 | VRF with DOAS | TRUE | 7.8598 | Warehouse and Storage | GA, Bibb County | 30001_40000 | Small Packaged Unit | gen5_led | Georgia | 5.8379 | A: Non Food-Service Buildings with Small Packaged Units | 0.00053432 | 0.00064951 | 0 | 0 | 0 | 0.0016533 | 0.0023121 | 0.0014475 | 0 | 0 | 6.7047e-05 | 0 | 0 | 0 | 0 | 0.0017204 | 0.0023121 | 0.0014475 | 0 | 0 | 0.0054798 | 275094.1758
621 | hvac_0006 | VRF with DOAS | TRUE | 45.9176 | Warehouse and Storage | GA, Bibb County | 3001_8000 | Small Packaged Unit | gen2_t8_halogen | Georgia | 8.1934 | A: Non Food-Service Buildings with Small Packaged Units | 0.0007897 | 0.00084127 | 0 | 0 | 0 | 0.0013692 | 0.0026265 | 0.0030622 | 0 | 0 | 2.6113e-06 | 0 | 0 | 0 | 0 | 0.0013718 | 0.0026265 | 0.0030622 | 0 | 0 | 0.0070605 | 252546.8417
622 | hvac_0006 | VRF with DOAS | TRUE | 5.4264 | Warehouse and Storage | GA, Bibb County | 52001_64000 | Small Packaged Unit | gen2_t8_halogen | Georgia | 5.4606 | A: Non Food-Service Buildings with Small Packaged Units | 0.00055997 | 0.00069744 | 0 | 0 | 0 | 0.0011603 | 0.0027499 | 0.0019275 | 0 | 0 | 2.6539e-05 | 0 | 0 | 0 | 0 | 0.0011869 | 0.0027499 | 0.0019275 | 0 | 0 | 0.0058642 | 314731.7079
623 | hvac_0006 | VRF with DOAS | TRUE | 3.2022 | Warehouse and Storage | GA, Bibb County | 70001_80000 | Small Packaged Unit | gen2_t8_halogen | Georgia | 6.2957 | A: Non Food-Service Buildings with Small Packaged Units | 0.00049722 | 0.00061448 | 0 | 0 | 0 | 0.0010105 | 0.0024177 | 0.0017246 | 0 | 0 | 6.4042e-06 | 0 | 0 | 0 | 0 | 0.0010169 | 0.0024177 | 0.0017246 | 0 | 0 | 0.0051593 | 240168.546
624 | hvac_0006 | VRF with DOAS | TRUE | 12.4891 | Warehouse and Storage | GA, Bibb County | 12001_30000 | Small Packaged Unit | gen5_led | Georgia | 5.9372 | A: Non Food-Service Buildings with Small Packaged Units | 0.00053279 | 0.00062842 | 0 | 0 | 0 | 0.0011616 | 0.0024368 | 0.0016241 | 0 | 0 | 9.0674e-05 | 0 | 0 | 0 | 0 | 0.0012523 | 0.0024368 | 0.0016241 | 0 | 0 | 0.0053132 | 262270.6971
3981 | hvac_0006 | VRF with DOAS | TRUE | 33.8335 | Warehouse and Storage | GA, Bibb County | 1001_3000 | Small Packaged Unit | gen5_led | Georgia | 9.7653 | A: Non Food-Service Buildings with Small Packaged Units | 0.00025516 | 0.0002687 | 0 | 0 | 0 | 0.0005086 | 0.00072634 | 0.0010201 | 0 | 0 | 0 | 0 | 0 | 0 | 0 | 0.0005086 | 0.00072634 | 0.0010201 | 0 | 0 | 0.0022547 | 67666.9892
4225 | hvac_0006 | VRF with DOAS | TRUE | 59.1171 | Warehouse and Storage | GA, Bibb County | _1000 | Multizone CAV/VAV | gen2_t8_halogen | Georgia | 14.2167 | D: Buildings with Hydronically Heated Multizone Systems | 0.00033614 | 0.00033691 | 0 | 0 | 0 | 0.00068583 | 0.00068023 | 0.0014092 | 0 | 0 | 9.2453e-05 | 0 | 0 | 0 | 0 | 0.00077829 | 0.00068023 | 0.0014092 | 0 | 0 | 0.0028677 | 59117.1011
5292 | hvac_0006 | VRF with DOAS | FALSE | 0.61771 | Warehouse and Storage | GA, Bibb County | 200001_400000 | Small Packaged Unit | gen4_led | Georgia | 4.1946 | A: Non Food-Service Buildings with Small Packaged Units | 0.00024514 | 0.00031075 | 0 | 0 | 0 | 0.000323 | 0.001583 | 0.00064483 | 0 | 0 | 0.00010151 | 0 | 0 | 0 | 0 | 0.0004245 | 0.001583 | 0.00064483 | 0 | 0 | 0.0026523 | 185312.7503
5294 | hvac_0006 | VRF with DOAS | TRUE | 2.1123 | Warehouse and Storage | GA, Bibb County | 100001_150000 | Small Packaged Unit | gen2_t8_halogen | Georgia | 5.0641 | A: Non Food-Service Buildings with Small Packaged Units | 0.00046712 | 0.00054128 | 0 | 0 | 0 | 0.0007425 | 0.0022192 | 0.0015546 | 0 | 0 | 4.6147e-05 | 0 | 0 | 0 | 0 | 0.00078865 | 0.0022192 | 0.0015546 | 0 | 0 | 0.0045624 | 264034.7713
5295 | hvac_0006 | VRF with DOAS | TRUE | 3.6561 | Warehouse and Storage | GA, Bibb County | 80001_100000 | Small Packaged Unit | gen2_t8_halogen | Georgia | 6.0716 | A: Non Food-Service Buildings with Small Packaged Units | 0.00066111 | 0.00080793 | 0 | 0 | 0 | 0.001391 | 0.0032032 | 0.0021381 | 0 | 0 | 8.4867e-05 | 0 | 0 | 0 | 0 | 0.0014758 | 0.0032032 | 0.0021381 | 0 | 0 | 0.006817 | 329052.734
5297 | hvac_0006 | VRF with DOAS | TRUE | 1.1486 | Warehouse and Storage | GA, Bibb County | 150001_200000 | Small Packaged Unit | gen4_led | Georgia | 5.9109 | A: Non Food-Service Buildings with Small Packaged Units | 0.00040074 | 0.00048194 | 0 | 0 | 0 | 0.00069182 | 0.0022018 | 0.0011379 | 0 | 0 | 2.2754e-05 | 0 | 0 | 0 | 0 | 0.00071457 | 0.0022018 | 0.0011379 | 0 | 0 | 0.0040542 | 201013.0526
7187 | hvac_0006 | VRF with DOAS | FALSE | 0.94617 | Warehouse and Storage | GA, Bibb County | 40001_52000 | Residential Style Central Systems | gen2_t8_halogen | Georgia | 7.5961 | H: Buildings with Residential Style Central Systems | 0.0001002 | 0.00012757 | 0 | 0 | 0 | 0.00031123 | 0.0003851 | 0.00030065 | 0 | 0 | 0.00013111 | 0 | 0 | 0 | 0 | 0.00044234 | 0.0003851 | 0.00030065 | 0 | 0 | 0.0011281 | 43523.6177
18108 | hvac_0006 | VRF with DOAS | FALSE | 0.16497 | Warehouse and Storage | GA, Bibb County | over_1mil | Multizone CAV/VAV | gen2_t8_halogen | Georgia | 6.0053 | D: Buildings with Hydronically Heated Multizone Systems | 0.00034375 | 0.00042663 | 0 | 0 | 0 | 0.00049533 | 0.0018469 | 0.0010612 | 0 | 0 | 0.00031498 | 0 | 0 | 0 | 0 | 0.00081031 | 0.0018469 | 0.0010612 | 0 | 0 | 0.0037184 | 181468.3094
20450 | hvac_0006 | VRF with DOAS | FALSE | 0.32973 | Warehouse and Storage | GA, Bibb County | 600001_1mil | Small Packaged Unit | gen3_t5_cfl | Georgia | 5.7887 | A: Non Food-Service Buildings with Small Packaged Units | 0.00051326 | 0.0006209 | 0 | 0 | 0 | 0.0012075 | 0.0025386 | 0.0014642 | 0 | 0 | 0 | 0 | 0 | 0 | 0 | 0.0012075 | 0.0025386 | 0.0014642 | 0 | 0 | 0.0052103 | 263786.36
28219 | hvac_0006 | VRF with DOAS | FALSE | 0.083962 | Warehouse and Storage | GA, Bibb County | 400001_600000 | Residential Style Central Systems | gen5_led | Georgia | 5.5665 | H: Buildings with Residential Style Central Systems | 7.342e-05 | 9.2013e-05 | 0 | 0 | 0 | 0.00014058 | 0.00041332 | 0.000186 | 0 | 0 | 5.7475e-05 | 0 | 0 | 0 | 0 | 0.00019806 | 0.00041332 | 0.000186 | 0 | 0 | 0.00079738 | 41981.0939
617 | hvac_0007 | Demand Control Ventilation | TRUE | 38.5393 | Warehouse and Storage | GA, Bibb County | 8001_12000 | Small Packaged Unit | gen4_led | Georgia | 9.6181 | A: Non Food-Service Buildings with Small Packaged Units | 0.0013238 | 0.0014055 | 0 | 0 | 0 | 0.0033891 | 0.0036663 | 0.003651 | 0 | 0 | 0.0019422 | 0 | 0 | 0 | 0 | 0.0053313 | 0.0036663 | 0.003651 | 0 | 0 | 0.012648 | 385392.7509
619 | hvac_0007 | Demand Control Ventilation | TRUE | 7.8598 | Warehouse and Storage | GA, Bibb County | 30001_40000 | Small Packaged Unit | gen5_led | Georgia | 9.1162 | A: Non Food-Service Buildings with Small Packaged Units | 0.00084277 | 0.00099943 | 0 | 0 | 0 | 0.0044099 | 0.0023121 | 0.0014475 | 0 | 0 | 0.00038753 | 0 | 0 | 0 | 0 | 0.0047974 | 0.0023121 | 0.0014475 | 0 | 0 | 0.008557 | 275094.1758
621 | hvac_0007 | Demand Control Ventilation | TRUE | 45.9176 | Warehouse and Storage | GA, Bibb County | 3001_8000 | Small Packaged Unit | gen2_t8_halogen | Georgia | 10.5798 | A: Non Food-Service Buildings with Small Packaged Units | 0.00099206 | 0.0010658 | 0 | 0 | 0 | 0.0030339 | 0.0026265 | 0.0030622 | 0 | 0 | 0.00039387 | 0 | 0 | 0 | 0 | 0.0034278 | 0.0026265 | 0.0030622 | 0 | 0 | 0.0091169 | 252546.8417
622 | hvac_0007 | Demand Control Ventilation | TRUE | 5.4264 | Warehouse and Storage | GA, Bibb County | 52001_64000 | Small Packaged Unit | gen2_t8_halogen | Georgia | 5.9138 | A: Non Food-Service Buildings with Small Packaged Units | 0.00058435 | 0.00073271 | 0 | 0 | 0 | 0.0012129 | 0.0027499 | 0.0019275 | 0 | 0 | 0.00046063 | 0 | 0 | 0 | 0 | 0.0016735 | 0.0027499 | 0.0019275 | 0 | 0 | 0.0063509 | 314731.7079
623 | hvac_0007 | Demand Control Ventilation | TRUE | 3.2022 | Warehouse and Storage | GA, Bibb County | 70001_80000 | Small Packaged Unit | gen2_t8_halogen | Georgia | 8.3134 | A: Non Food-Service Buildings with Small Packaged Units | 0.00066187 | 0.00079711 | 0 | 0 | 0 | 0.0023887 | 0.0024177 | 0.0017246 | 0 | 0 | 0.00028181 | 0 | 0 | 0 | 0 | 0.0026705 | 0.0024177 | 0.0017246 | 0 | 0 | 0.0068128 | 240168.546
624 | hvac_0007 | Demand Control Ventilation | TRUE | 12.4891 | Warehouse and Storage | GA, Bibb County | 12001_30000 | Small Packaged Unit | gen5_led | Georgia | 6.9016 | A: Non Food-Service Buildings with Small Packaged Units | 0.00056303 | 0.00067508 | 0 | 0 | 0 | 0.00095137 | 0.0024368 | 0.0016241 | 0 | 0 | 0.0011641 | 0 | 0 | 0 | 0 | 0.0021155 | 0.0024368 | 0.0016241 | 0 | 0 | 0.0061763 | 262270.6971
3981 | hvac_0007 | Demand Control Ventilation | TRUE | 33.8335 | Warehouse and Storage | GA, Bibb County | 1001_3000 | Small Packaged Unit | gen5_led | Georgia | 11.0403 | A: Non Food-Service Buildings with Small Packaged Units | 0.00028714 | 0.00030377 | 0 | 0 | 0 | 0.00080298 | 0.00072634 | 0.0010201 | 0 | 0 | 0 | 0 | 0 | 0 | 0 | 0.00080298 | 0.00072634 | 0.0010201 | 0 | 0 | 0.0025491 | 67666.9892
4225 | hvac_0007 | Demand Control Ventilation | TRUE | 59.1171 | Warehouse and Storage | GA, Bibb County | _1000 | Multizone CAV/VAV | gen2_t8_halogen | Georgia | 22.6306 | D: Buildings with Hydronically Heated Multizone Systems | 0.00044543 | 0.00045933 | 0 | 0 | 0 | 0.00085841 | 0.00068023 | 0.0014092 | 0 | 0 | 0.0016171 | 0 | 0 | 0 | 0 | 0.0024755 | 0.00068023 | 0.0014092 | 0 | 0 | 0.0045649 | 59117.1011
5292 | hvac_0007 | Demand Control Ventilation | TRUE | 0.61771 | Warehouse and Storage | GA, Bibb County | 200001_400000 | Small Packaged Unit | gen4_led | Georgia | 4.1944 | A: Non Food-Service Buildings with Small Packaged Units | 0.00024514 | 0.00031074 | 0 | 0 | 0 | 0.00032295 | 0.001583 | 0.00064483 | 0 | 0 | 0.00010145 | 0 | 0 | 0 | 0 | 0.00042439 | 0.001583 | 0.00064483 | 0 | 0 | 0.0026522 | 185312.7503
5294 | hvac_0007 | Demand Control Ventilation | TRUE | 2.1123 | Warehouse and Storage | GA, Bibb County | 100001_150000 | Small Packaged Unit | gen2_t8_halogen | Georgia | 5.5011 | A: Non Food-Service Buildings with Small Packaged Units | 0.00048369 | 0.00056421 | 0 | 0 | 0 | 0.00067816 | 0.0022192 | 0.0015546 | 0 | 0 | 0.0005042 | 0 | 0 | 0 | 0 | 0.0011824 | 0.0022192 | 0.0015546 | 0 | 0 | 0.0049561 | 264034.7713
5295 | hvac_0007 | Demand Control Ventilation | TRUE | 3.6561 | Warehouse and Storage | GA, Bibb County | 80001_100000 | Small Packaged Unit | gen2_t8_halogen | Georgia | 6.8402 | A: Non Food-Service Buildings with Small Packaged Units | 0.00069343 | 0.00085534 | 0 | 0 | 0 | 0.0011952 | 0.0032032 | 0.0021381 | 0 | 0 | 0.0011436 | 0 | 0 | 0 | 0 | 0.0023388 | 0.0032032 | 0.0021381 | 0 | 0 | 0.00768 | 329052.734
5297 | hvac_0007 | Demand Control Ventilation | TRUE | 1.1486 | Warehouse and Storage | GA, Bibb County | 150001_200000 | Small Packaged Unit | gen4_led | Georgia | 6.3746 | A: Non Food-Service Buildings with Small Packaged Units | 0.00041491 | 0.00050266 | 0 | 0 | 0 | 0.00068174 | 0.0022018 | 0.0011379 | 0 | 0 | 0.00035086 | 0 | 0 | 0 | 0 | 0.0010326 | 0.0022018 | 0.0011379 | 0 | 0 | 0.0043722 | 201013.0526
7187 | hvac_0007 | Demand Control Ventilation | FALSE | 0.94617 | Warehouse and Storage | GA, Bibb County | 40001_52000 | Residential Style Central Systems | gen2_t8_halogen | Georgia | 7.5961 | H: Buildings with Residential Style Central Systems | 0.0001002 | 0.00012757 | 0 | 0 | 0 | 0.00031123 | 0.0003851 | 0.00030065 | 0 | 0 | 0.00013111 | 0 | 0 | 0 | 0 | 0.00044234 | 0.0003851 | 0.00030065 | 0 | 0 | 0.0011281 | 43523.6177
18108 | hvac_0007 | Demand Control Ventilation | TRUE | 0.16497 | Warehouse and Storage | GA, Bibb County | over_1mil | Multizone CAV/VAV | gen2_t8_halogen | Georgia | 5.9991 | D: Buildings with Hydronically Heated Multizone Systems | 0.00034347 | 0.00042631 | 0 | 0 | 0 | 0.00049402 | 0.0018469 | 0.0010612 | 0 | 0 | 0.00031247 | 0 | 0 | 0 | 0 | 0.00080649 | 0.0018469 | 0.0010612 | 0 | 0 | 0.0037146 | 181468.3094
20450 | hvac_0007 | Demand Control Ventilation | TRUE | 0.32973 | Warehouse and Storage | GA, Bibb County | 600001_1mil | Small Packaged Unit | gen3_t5_cfl | Georgia | 5.7858 | A: Non Food-Service Buildings with Small Packaged Units | 0.00051297 | 0.00062059 | 0 | 0 | 0 | 0.0012049 | 0.0025386 | 0.0014642 | 0 | 0 | 0 | 0 | 0 | 0 | 0 | 0.0012049 | 0.0025386 | 0.0014642 | 0 | 0 | 0.0052077 | 263786.36
28219 | hvac_0007 | Demand Control Ventilation | FALSE | 0.083962 | Warehouse and Storage | GA, Bibb County | 400001_600000 | Residential Style Central Systems | gen5_led | Georgia | 5.5665 | H: Buildings with Residential Style Central Systems | 7.342e-05 | 9.2013e-05 | 0 | 0 | 0 | 0.00014058 | 0.00041332 | 0.000186 | 0 | 0 | 5.7475e-05 | 0 | 0 | 0 | 0 | 0.00019806 | 0.00041332 | 0.000186 | 0 | 0 | 0.00079738 | 41981.0939
617 | hvac_0008 | Energy Recovery for AHUs | TRUE | 38.5393 | Warehouse and Storage | GA, Bibb County | 8001_12000 | Small Packaged Unit | gen4_led | Georgia | 9.5119 | A: Non Food-Service Buildings with Small Packaged Units | 0.0013163 | 0.0013978 | 0 | 0 | 0 | 0.0034194 | 0.0036663 | 0.003651 | 0 | 0 | 0.0017723 | 0 | 0 | 0 | 0 | 0.0051918 | 0.0036663 | 0.003651 | 0 | 0 | 0.012508 | 385392.7509
619 | hvac_0008 | Energy Recovery for AHUs | TRUE | 7.8598 | Warehouse and Storage | GA, Bibb County | 30001_40000 | Small Packaged Unit | gen5_led | Georgia | 9.088 | A: Non Food-Service Buildings with Small Packaged Units | 0.00084221 | 0.00099872 | 0 | 0 | 0 | 0.0044302 | 0.0023121 | 0.0014475 | 0 | 0 | 0.00034082 | 0 | 0 | 0 | 0 | 0.004771 | 0.0023121 | 0.0014475 | 0 | 0 | 0.0085306 | 275094.1758
621 | hvac_0008 | Energy Recovery for AHUs | TRUE | 45.9176 | Warehouse and Storage | GA, Bibb County | 3001_8000 | Small Packaged Unit | gen2_t8_halogen | Georgia | 10.547 | A: Non Food-Service Buildings with Small Packaged Units | 0.00099129 | 0.0010645 | 0 | 0 | 0 | 0.0030452 | 0.0026265 | 0.0030622 | 0 | 0 | 0.0003547 | 0 | 0 | 0 | 0 | 0.0033999 | 0.0026265 | 0.0030622 | 0 | 0 | 0.0090886 | 252546.8417
622 | hvac_0008 | Energy Recovery for AHUs | TRUE | 5.4264 | Warehouse and Storage | GA, Bibb County | 52001_64000 | Small Packaged Unit | gen2_t8_halogen | Georgia | 5.9067 | A: Non Food-Service Buildings with Small Packaged Units | 0.00058441 | 0.00073222 | 0 | 0 | 0 | 0.0012133 | 0.0027499 | 0.0019275 | 0 | 0 | 0.00045255 | 0 | 0 | 0 | 0 | 0.0016658 | 0.0027499 | 0.0019275 | 0 | 0 | 0.0063432 | 314731.7079
623 | hvac_0008 | Energy Recovery for AHUs | TRUE | 3.2022 | Warehouse and Storage | GA, Bibb County | 70001_80000 | Small Packaged Unit | gen2_t8_halogen | Georgia | 8.2711 | A: Non Food-Service Buildings with Small Packaged Units | 0.00066058 | 0.00079538 | 0 | 0 | 0 | 0.0023998 | 0.0024177 | 0.0017246 | 0 | 0 | 0.00023592 | 0 | 0 | 0 | 0 | 0.0026357 | 0.0024177 | 0.0017246 | 0 | 0 | 0.0067781 | 240168.546
624 | hvac_0008 | Energy Recovery for AHUs | TRUE | 12.4891 | Warehouse and Storage | GA, Bibb County | 12001_30000 | Small Packaged Unit | gen5_led | Georgia | 6.891 | A: Non Food-Service Buildings with Small Packaged Units | 0.00056285 | 0.00067467 | 0 | 0 | 0 | 0.00095575 | 0.0024368 | 0.0016241 | 0 | 0 | 0.0011501 | 0 | 0 | 0 | 0 | 0.0021059 | 0.0024368 | 0.0016241 | 0 | 0 | 0.0061668 | 262270.6971
3981 | hvac_0008 | Energy Recovery for AHUs | TRUE | 33.8335 | Warehouse and Storage | GA, Bibb County | 1001_3000 | Small Packaged Unit | gen5_led | Georgia | 11.025 | A: Non Food-Service Buildings with Small Packaged Units | 0.00028689 | 0.00030336 | 0 | 0 | 0 | 0.00079945 | 0.00072634 | 0.0010201 | 0 | 0 | 0 | 0 | 0 | 0 | 0 | 0.00079945 | 0.00072634 | 0.0010201 | 0 | 0 | 0.0025456 | 67666.9892
4225 | hvac_0008 | Energy Recovery for AHUs | TRUE | 59.1171 | Warehouse and Storage | GA, Bibb County | _1000 | Multizone CAV/VAV | gen2_t8_halogen | Georgia | 22.625 | D: Buildings with Hydronically Heated Multizone Systems | 0.00044541 | 0.00045922 | 0 | 0 | 0 | 0.00085785 | 0.00068023 | 0.0014092 | 0 | 0 | 0.0016171 | 0 | 0 | 0 | 0 | 0.0024749 | 0.00068023 | 0.0014092 | 0 | 0 | 0.0045638 | 59117.1011
5292 | hvac_0008 | Energy Recovery for AHUs | TRUE | 0.61771 | Warehouse and Storage | GA, Bibb County | 200001_400000 | Small Packaged Unit | gen4_led | Georgia | 4.1922 | A: Non Food-Service Buildings with Small Packaged Units | 0.00024505 | 0.0003106 | 0 | 0 | 0 | 0.000322 | 0.001583 | 0.00064483 | 0 | 0 | 0.00010099 | 0 | 0 | 0 | 0 | 0.00042299 | 0.001583 | 0.00064483 | 0 | 0 | 0.0026508 | 185312.7503
5294 | hvac_0008 | Energy Recovery for AHUs | TRUE | 2.1123 | Warehouse and Storage | GA, Bibb County | 100001_150000 | Small Packaged Unit | gen2_t8_halogen | Georgia | 5.5 | A: Non Food-Service Buildings with Small Packaged Units | 0.00048362 | 0.00056413 | 0 | 0 | 0 | 0.00067787 | 0.0022192 | 0.0015546 | 0 | 0 | 0.00050346 | 0 | 0 | 0 | 0 | 0.0011813 | 0.0022192 | 0.0015546 | 0 | 0 | 0.0049551 | 264034.7713
5295 | hvac_0008 | Energy Recovery for AHUs | TRUE | 3.6561 | Warehouse and Storage | GA, Bibb County | 80001_100000 | Small Packaged Unit | gen2_t8_halogen | Georgia | 6.8263 | A: Non Food-Service Buildings with Small Packaged Units | 0.00069308 | 0.00085438 | 0 | 0 | 0 | 0.0011968 | 0.0032032 | 0.0021381 | 0 | 0 | 0.0011264 | 0 | 0 | 0 | 0 | 0.0023232 | 0.0032032 | 0.0021381 | 0 | 0 | 0.0076644 | 329052.734
5297 | hvac_0008 | Energy Recovery for AHUs | TRUE | 1.1486 | Warehouse and Storage | GA, Bibb County | 150001_200000 | Small Packaged Unit | gen4_led | Georgia | 6.3731 | A: Non Food-Service Buildings with Small Packaged Units | 0.00041484 | 0.00050258 | 0 | 0 | 0 | 0.00068141 | 0.0022018 | 0.0011379 | 0 | 0 | 0.00035022 | 0 | 0 | 0 | 0 | 0.0010316 | 0.0022018 | 0.0011379 | 0 | 0 | 0.0043712 | 201013.0526
7187 | hvac_0008 | Energy Recovery for AHUs | FALSE | 0.94617 | Warehouse and Storage | GA, Bibb County | 40001_52000 | Residential Style Central Systems | gen2_t8_halogen | Georgia | 7.5961 | H: Buildings with Residential Style Central Systems | 0.0001002 | 0.00012757 | 0 | 0 | 0 | 0.00031123 | 0.0003851 | 0.00030065 | 0 | 0 | 0.00013111 | 0 | 0 | 0 | 0 | 0.00044234 | 0.0003851 | 0.00030065 | 0 | 0 | 0.0011281 | 43523.6177
18108 | hvac_0008 | Energy Recovery for AHUs | TRUE | 0.16497 | Warehouse and Storage | GA, Bibb County | over_1mil | Multizone CAV/VAV | gen2_t8_halogen | Georgia | 5.985 | D: Buildings with Hydronically Heated Multizone Systems | 0.00034354 | 0.00042598 | 0 | 0 | 0 | 0.00049893 | 0.0018469 | 0.0010612 | 0 | 0 | 0.00029881 | 0 | 0 | 0 | 0 | 0.00079774 | 0.0018469 | 0.0010612 | 0 | 0 | 0.0037059 | 181468.3094
20450 | hvac_0008 | Energy Recovery for AHUs | TRUE | 0.32973 | Warehouse and Storage | GA, Bibb County | 600001_1mil | Small Packaged Unit | gen3_t5_cfl | Georgia | 5.7805 | A: Non Food-Service Buildings with Small Packaged Units | 0.00051257 | 0.00062002 | 0 | 0 | 0 | 0.0012001 | 0.0025386 | 0.0014642 | 0 | 0 | 0 | 0 | 0 | 0 | 0 | 0.0012001 | 0.0025386 | 0.0014642 | 0 | 0 | 0.0052029 | 263786.36
28219 | hvac_0008 | Energy Recovery for AHUs | FALSE | 0.083962 | Warehouse and Storage | GA, Bibb County | 400001_600000 | Residential Style Central Systems | gen5_led | Georgia | 5.5665 | H: Buildings with Residential Style Central Systems | 7.342e-05 | 9.2013e-05 | 0 | 0 | 0 | 0.00014058 | 0.00041332 | 0.000186 | 0 | 0 | 5.7475e-05 | 0 | 0 | 0 | 0 | 0.00019806 | 0.00041332 | 0.000186 | 0 | 0 | 0.00079738 | 41981.0939
617 | hvac_0009 | Air Side Economizers for AHUs | TRUE | 38.5393 | Warehouse and Storage | GA, Bibb County | 8001_12000 | Small Packaged Unit | gen4_led | Georgia | 9.6414 | A: Non Food-Service Buildings with Small Packaged Units | 0.0013261 | 0.0014076 | 0 | 0 | 0 | 0.0033891 | 0.0036663 | 0.003651 | 0 | 0 | 0.0019729 | 0 | 0 | 0 | 0 | 0.005362 | 0.0036663 | 0.003651 | 0 | 0 | 0.012679 | 385392.7509
619 | hvac_0009 | Air Side Economizers for AHUs | TRUE | 7.8598 | Warehouse and Storage | GA, Bibb County | 30001_40000 | Small Packaged Unit | gen5_led | Georgia | 9.044 | A: Non Food-Service Buildings with Small Packaged Units | 0.00083849 | 0.00099064 | 0 | 0 | 0 | 0.0043284 | 0.0023121 | 0.0014475 | 0 | 0 | 0.00040132 | 0 | 0 | 0 | 0 | 0.0047297 | 0.0023121 | 0.0014475 | 0 | 0 | 0.0084892 | 275094.1758
621 | hvac_0009 | Air Side Economizers for AHUs | TRUE | 45.9176 | Warehouse and Storage | GA, Bibb County | 3001_8000 | Small Packaged Unit | gen2_t8_halogen | Georgia | 10.5793 | A: Non Food-Service Buildings with Small Packaged Units | 0.00099203 | 0.0010654 | 0 | 0 | 0 | 0.0030265 | 0.0026265 | 0.0030622 | 0 | 0 | 0.00040127 | 0 | 0 | 0 | 0 | 0.0034278 | 0.0026265 | 0.0030622 | 0 | 0 | 0.0091164 | 252546.8417
622 | hvac_0009 | Air Side Economizers for AHUs | TRUE | 5.4264 | Warehouse and Storage | GA, Bibb County | 52001_64000 | Small Packaged Unit | gen2_t8_halogen | Georgia | 5.9058 | A: Non Food-Service Buildings with Small Packaged Units | 0.00058369 | 0.00073162 | 0 | 0 | 0 | 0.0012031 | 0.0027499 | 0.0019275 | 0 | 0 | 0.00046186 | 0 | 0 | 0 | 0 | 0.001665 | 0.0027499 | 0.0019275 | 0 | 0 | 0.0063423 | 314731.7079
623 | hvac_0009 | Air Side Economizers for AHUs | TRUE | 3.2022 | Warehouse and Storage | GA, Bibb County | 70001_80000 | Small Packaged Unit | gen2_t8_halogen | Georgia | 8.2886 | A: Non Food-Service Buildings with Small Packaged Units | 0.00066032 | 0.00079431 | 0 | 0 | 0 | 0.0023611 | 0.0024177 | 0.0017246 | 0 | 0 | 0.00028901 | 0 | 0 | 0 | 0 | 0.0026501 | 0.0024177 | 0.0017246 | 0 | 0 | 0.0067924 | 240168.546
624 | hvac_0009 | Air Side Economizers for AHUs | TRUE | 12.4891 | Warehouse and Storage | GA, Bibb County | 12001_30000 | Small Packaged Unit | gen5_led | Georgia | 6.8966 | A: Non Food-Service Buildings with Small Packaged Units | 0.00056273 | 0.00067441 | 0 | 0 | 0 | 0.0009445 | 0.0024368 | 0.0016241 | 0 | 0 | 0.0011663 | 0 | 0 | 0 | 0 | 0.0021108 | 0.0024368 | 0.0016241 | 0 | 0 | 0.0061718 | 262270.6971
3981 | hvac_0009 | Air Side Economizers for AHUs | TRUE | 33.8335 | Warehouse and Storage | GA, Bibb County | 1001_3000 | Small Packaged Unit | gen5_led | Georgia | 11.0333 | A: Non Food-Service Buildings with Small Packaged Units | 0.00028697 | 0.00030359 | 0 | 0 | 0 | 0.00080138 | 0.00072634 | 0.0010201 | 0 | 0 | 0 | 0 | 0 | 0 | 0 | 0.00080138 | 0.00072634 | 0.0010201 | 0 | 0 | 0.0025475 | 67666.9892
4225 | hvac_0009 | Air Side Economizers for AHUs | TRUE | 59.1171 | Warehouse and Storage | GA, Bibb County | _1000 | Multizone CAV/VAV | gen2_t8_halogen | Georgia | 22.5444 | D: Buildings with Hydronically Heated Multizone Systems | 0.00044364 | 0.00045724 | 0 | 0 | 0 | 0.00083992 | 0.00068023 | 0.0014092 | 0 | 0 | 0.0016182 | 0 | 0 | 0 | 0 | 0.0024581 | 0.00068023 | 0.0014092 | 0 | 0 | 0.0045476 | 59117.1011
5292 | hvac_0009 | Air Side Economizers for AHUs | TRUE | 0.61771 | Warehouse and Storage | GA, Bibb County | 200001_400000 | Small Packaged Unit | gen4_led | Georgia | 4.1794 | A: Non Food-Service Buildings with Small Packaged Units | 0.00024444 | 0.0003096 | 0 | 0 | 0 | 0.00031321 | 0.001583 | 0.00064483 | 0 | 0 | 0.00010168 | 0 | 0 | 0 | 0 | 0.00041489 | 0.001583 | 0.00064483 | 0 | 0 | 0.0026427 | 185312.7503
5294 | hvac_0009 | Air Side Economizers for AHUs | TRUE | 2.1123 | Warehouse and Storage | GA, Bibb County | 100001_150000 | Small Packaged Unit | gen2_t8_halogen | Georgia | 5.4942 | A: Non Food-Service Buildings with Small Packaged Units | 0.00048315 | 0.00056342 | 0 | 0 | 0 | 0.00067107 | 0.0022192 | 0.0015546 | 0 | 0 | 0.00050504 | 0 | 0 | 0 | 0 | 0.0011761 | 0.0022192 | 0.0015546 | 0 | 0 | 0.0049499 | 264034.7713
5295 | hvac_0009 | Air Side Economizers for AHUs | TRUE | 3.6561 | Warehouse and Storage | GA, Bibb County | 80001_100000 | Small Packaged Unit | gen2_t8_halogen | Georgia | 6.834 | A: Non Food-Service Buildings with Small Packaged Units | 0.00069297 | 0.00085432 | 0 | 0 | 0 | 0.0011847 | 0.0032032 | 0.0021381 | 0 | 0 | 0.0011471 | 0 | 0 | 0 | 0 | 0.0023318 | 0.0032032 | 0.0021381 | 0 | 0 | 0.007673 | 329052.734
5297 | hvac_0009 | Air Side Economizers for AHUs | TRUE | 1.1486 | Warehouse and Storage | GA, Bibb County | 150001_200000 | Small Packaged Unit | gen4_led | Georgia | 6.3586 | A: Non Food-Service Buildings with Small Packaged Units | 0.00041396 | 0.00050129 | 0 | 0 | 0 | 0.00066955 | 0.0022018 | 0.0011379 | 0 | 0 | 0.00035208 | 0 | 0 | 0 | 0 | 0.0010216 | 0.0022018 | 0.0011379 | 0 | 0 | 0.0043613 | 201013.0526
7187 | hvac_0009 | Air Side Economizers for AHUs | FALSE | 0.94617 | Warehouse and Storage | GA, Bibb County | 40001_52000 | Residential Style Central Systems | gen2_t8_halogen | Georgia | 7.5961 | H: Buildings with Residential Style Central Systems | 0.0001002 | 0.00012757 | 0 | 0 | 0 | 0.00031123 | 0.0003851 | 0.00030065 | 0 | 0 | 0.00013111 | 0 | 0 | 0 | 0 | 0.00044234 | 0.0003851 | 0.00030065 | 0 | 0 | 0.0011281 | 43523.6177
18108 | hvac_0009 | Air Side Economizers for AHUs | TRUE | 0.16497 | Warehouse and Storage | GA, Bibb County | over_1mil | Multizone CAV/VAV | gen2_t8_halogen | Georgia | 5.9823 | D: Buildings with Hydronically Heated Multizone Systems | 0.00034259 | 0.00042492 | 0 | 0 | 0 | 0.00048088 | 0.0018469 | 0.0010612 | 0 | 0 | 0.0003152 | 0 | 0 | 0 | 0 | 0.00079607 | 0.0018469 | 0.0010612 | 0 | 0 | 0.0037042 | 181468.3094
20450 | hvac_0009 | Air Side Economizers for AHUs | TRUE | 0.32973 | Warehouse and Storage | GA, Bibb County | 600001_1mil | Small Packaged Unit | gen3_t5_cfl | Georgia | 5.7749 | A: Non Food-Service Buildings with Small Packaged Units | 0.0005124 | 0.00061942 | 0 | 0 | 0 | 0.0011951 | 0.0025386 | 0.0014642 | 0 | 0 | 0 | 0 | 0 | 0 | 0 | 0.0011951 | 0.0025386 | 0.0014642 | 0 | 0 | 0.0051979 | 263786.36
28219 | hvac_0009 | Air Side Economizers for AHUs | FALSE | 0.083962 | Warehouse and Storage | GA, Bibb County | 400001_600000 | Residential Style Central Systems | gen5_led | Georgia | 5.5665 | H: Buildings with Residential Style Central Systems | 7.342e-05 | 9.2013e-05 | 0 | 0 | 0 | 0.00014058 | 0.00041332 | 0.000186 | 0 | 0 | 5.7475e-05 | 0 | 0 | 0 | 0 | 0.00019806 | 0.00041332 | 0.000186 | 0 | 0 | 0.00079738 | 41981.0939
617 | hvac_0010 | VRF with DOAS, 25pct Heat Pump Upsizing Allowance | TRUE | 38.5393 | Warehouse and Storage | GA, Bibb County | 8001_12000 | Small Packaged Unit | gen4_led | Georgia | 7.0911 | A: Non Food-Service Buildings with Small Packaged Units | 0.0010543 | 0.0011045 | 0 | 0 | 0 | 0.0018794 | 0.0036663 | 0.003651 | 0 | 0 | 0.00012858 | 0 | 0 | 0 | 0 | 0.002008 | 0.0036663 | 0.003651 | 0 | 0 | 0.0093249 | 385392.7509
619 | hvac_0010 | VRF with DOAS, 25pct Heat Pump Upsizing Allowance | TRUE | 7.8598 | Warehouse and Storage | GA, Bibb County | 30001_40000 | Small Packaged Unit | gen5_led | Georgia | 5.8375 | A: Non Food-Service Buildings with Small Packaged Units | 0.00053429 | 0.00064947 | 0 | 0 | 0 | 0.0016529 | 0.0023121 | 0.0014475 | 0 | 0 | 6.7047e-05 | 0 | 0 | 0 | 0 | 0.00172 | 0.0023121 | 0.0014475 | 0 | 0 | 0.0054795 | 275094.1758
621 | hvac_0010 | VRF with DOAS, 25pct Heat Pump Upsizing Allowance | TRUE | 45.9176 | Warehouse and Storage | GA, Bibb County | 3001_8000 | Small Packaged Unit | gen2_t8_halogen | Georgia | 8.1652 | A: Non Food-Service Buildings with Small Packaged Units | 0.00078743 | 0.00083836 | 0 | 0 | 0 | 0.0013448 | 0.0026265 | 0.0030622 | 0 | 0 | 2.6113e-06 | 0 | 0 | 0 | 0 | 0.0013474 | 0.0026265 | 0.0030622 | 0 | 0 | 0.0070361 | 252546.8417
622 | hvac_0010 | VRF with DOAS, 25pct Heat Pump Upsizing Allowance | TRUE | 5.4264 | Warehouse and Storage | GA, Bibb County | 52001_64000 | Small Packaged Unit | gen2_t8_halogen | Georgia | 5.4516 | A: Non Food-Service Buildings with Small Packaged Units | 0.00055939 | 0.00069628 | 0 | 0 | 0 | 0.0011505 | 0.0027499 | 0.0019275 | 0 | 0 | 2.6539e-05 | 0 | 0 | 0 | 0 | 0.0011771 | 0.0027499 | 0.0019275 | 0 | 0 | 0.0058545 | 314731.7079
623 | hvac_0010 | VRF with DOAS, 25pct Heat Pump Upsizing Allowance | TRUE | 3.2022 | Warehouse and Storage | GA, Bibb County | 70001_80000 | Small Packaged Unit | gen2_t8_halogen | Georgia | 6.2956 | A: Non Food-Service Buildings with Small Packaged Units | 0.00049722 | 0.00061447 | 0 | 0 | 0 | 0.0010104 | 0.0024177 | 0.0017246 | 0 | 0 | 6.4042e-06 | 0 | 0 | 0 | 0 | 0.0010168 | 0.0024177 | 0.0017246 | 0 | 0 | 0.0051592 | 240168.546
624 | hvac_0010 | VRF with DOAS, 25pct Heat Pump Upsizing Allowance | TRUE | 12.4891 | Warehouse and Storage | GA, Bibb County | 12001_30000 | Small Packaged Unit | gen5_led | Georgia | 5.9354 | A: Non Food-Service Buildings with Small Packaged Units | 0.00053277 | 0.00062823 | 0 | 0 | 0 | 0.0011602 | 0.0024368 | 0.0016241 | 0 | 0 | 9.0674e-05 | 0 | 0 | 0 | 0 | 0.0012509 | 0.0024368 | 0.0016241 | 0 | 0 | 0.0053117 | 262270.6971
3981 | hvac_0010 | VRF with DOAS, 25pct Heat Pump Upsizing Allowance | TRUE | 33.8335 | Warehouse and Storage | GA, Bibb County | 1001_3000 | Small Packaged Unit | gen5_led | Georgia | 9.7458 | A: Non Food-Service Buildings with Small Packaged Units | 0.00025488 | 0.00026816 | 0 | 0 | 0 | 0.00050411 | 0.00072634 | 0.0010201 | 0 | 0 | 0 | 0 | 0 | 0 | 0 | 0.00050411 | 0.00072634 | 0.0010201 | 0 | 0 | 0.0022502 | 67666.9892
4225 | hvac_0010 | VRF with DOAS, 25pct Heat Pump Upsizing Allowance | TRUE | 59.1171 | Warehouse and Storage | GA, Bibb County | _1000 | Multizone CAV/VAV | gen2_t8_halogen | Georgia | 14.1889 | D: Buildings with Hydronically Heated Multizone Systems | 0.00033553 | 0.00033621 | 0 | 0 | 0 | 0.00067967 | 0.00068023 | 0.0014092 | 0 | 0 | 9.2453e-05 | 0 | 0 | 0 | 0 | 0.00077212 | 0.00068023 | 0.0014092 | 0 | 0 | 0.0028621 | 59117.1011
5292 | hvac_0010 | VRF with DOAS, 25pct Heat Pump Upsizing Allowance | FALSE | 0.61771 | Warehouse and Storage | GA, Bibb County | 200001_400000 | Small Packaged Unit | gen4_led | Georgia | 4.1946 | A: Non Food-Service Buildings with Small Packaged Units | 0.00024514 | 0.00031075 | 0 | 0 | 0 | 0.000323 | 0.001583 | 0.00064483 | 0 | 0 | 0.00010151 | 0 | 0 | 0 | 0 | 0.0004245 | 0.001583 | 0.00064483 | 0 | 0 | 0.0026523 | 185312.7503
5294 | hvac_0010 | VRF with DOAS, 25pct Heat Pump Upsizing Allowance | TRUE | 2.1123 | Warehouse and Storage | GA, Bibb County | 100001_150000 | Small Packaged Unit | gen2_t8_halogen | Georgia | 5.0588 | A: Non Food-Service Buildings with Small Packaged Units | 0.00046671 | 0.0005407 | 0 | 0 | 0 | 0.00073768 | 0.0022192 | 0.0015546 | 0 | 0 | 4.6147e-05 | 0 | 0 | 0 | 0 | 0.00078382 | 0.0022192 | 0.0015546 | 0 | 0 | 0.0045576 | 264034.7713
5295 | hvac_0010 | VRF with DOAS, 25pct Heat Pump Upsizing Allowance | TRUE | 3.6561 | Warehouse and Storage | GA, Bibb County | 80001_100000 | Small Packaged Unit | gen2_t8_halogen | Georgia | 6.0669 | A: Non Food-Service Buildings with Small Packaged Units | 0.00066068 | 0.0008073 | 0 | 0 | 0 | 0.0013857 | 0.0032032 | 0.0021381 | 0 | 0 | 8.4867e-05 | 0 | 0 | 0 | 0 | 0.0014705 | 0.0032032 | 0.0021381 | 0 | 0 | 0.0068118 | 329052.734
5297 | hvac_0010 | VRF with DOAS, 25pct Heat Pump Upsizing Allowance | TRUE | 1.1486 | Warehouse and Storage | GA, Bibb County | 150001_200000 | Small Packaged Unit | gen4_led | Georgia | 5.907 | A: Non Food-Service Buildings with Small Packaged Units | 0.00040052 | 0.00048163 | 0 | 0 | 0 | 0.00068918 | 0.0022018 | 0.0011379 | 0 | 0 | 2.2754e-05 | 0 | 0 | 0 | 0 | 0.00071194 | 0.0022018 | 0.0011379 | 0 | 0 | 0.0040516 | 201013.0526
7187 | hvac_0010 | VRF with DOAS, 25pct Heat Pump Upsizing Allowance | FALSE | 0.94617 | Warehouse and Storage | GA, Bibb County | 40001_52000 | Residential Style Central Systems | gen2_t8_halogen | Georgia | 7.5961 | H: Buildings with Residential Style Central Systems | 0.0001002 | 0.00012757 | 0 | 0 | 0 | 0.00031123 | 0.0003851 | 0.00030065 | 0 | 0 | 0.00013111 | 0 | 0 | 0 | 0 | 0.00044234 | 0.0003851 | 0.00030065 | 0 | 0 | 0.0011281 | 43523.6177
18108 | hvac_0010 | VRF with DOAS, 25pct Heat Pump Upsizing Allowance | FALSE | 0.16497 | Warehouse and Storage | GA, Bibb County | over_1mil | Multizone CAV/VAV | gen2_t8_halogen | Georgia | 6.0053 | D: Buildings with Hydronically Heated Multizone Systems | 0.00034375 | 0.00042663 | 0 | 0 | 0 | 0.00049533 | 0.0018469 | 0.0010612 | 0 | 0 | 0.00031498 | 0 | 0 | 0 | 0 | 0.00081031 | 0.0018469 | 0.0010612 | 0 | 0 | 0.0037184 | 181468.3094
20450 | hvac_0010 | VRF with DOAS, 25pct Heat Pump Upsizing Allowance | FALSE | 0.32973 | Warehouse and Storage | GA, Bibb County | 600001_1mil | Small Packaged Unit | gen3_t5_cfl | Georgia | 5.7887 | A: Non Food-Service Buildings with Small Packaged Units | 0.00051326 | 0.0006209 | 0 | 0 | 0 | 0.0012075 | 0.0025386 | 0.0014642 | 0 | 0 | 0 | 0 | 0 | 0 | 0 | 0.0012075 | 0.0025386 | 0.0014642 | 0 | 0 | 0.0052103 | 263786.36
28219 | hvac_0010 | VRF with DOAS, 25pct Heat Pump Upsizing Allowance | FALSE | 0.083962 | Warehouse and Storage | GA, Bibb County | 400001_600000 | Residential Style Central Systems | gen5_led | Georgia | 5.5665 | H: Buildings with Residential Style Central Systems | 7.342e-05 | 9.2013e-05 | 0 | 0 | 0 | 0.00014058 | 0.00041332 | 0.000186 | 0 | 0 | 5.7475e-05 | 0 | 0 | 0 | 0 | 0.00019806 | 0.00041332 | 0.000186 | 0 | 0 | 0.00079738 | 41981.0939
617 | hvac_0012 | Unoccupied AHU Control | TRUE | 38.5393 | Warehouse and Storage | GA, Bibb County | 8001_12000 | Small Packaged Unit | gen4_led | Georgia | 8.4486 | A: Non Food-Service Buildings with Small Packaged Units | 0.0011443 | 0.0012105 | 0 | 0 | 0 | 0.0016262 | 0.0036663 | 0.003651 | 0 | 0 | 0.0021669 | 0 | 0 | 0 | 0 | 0.0037931 | 0.0036663 | 0.003651 | 0 | 0 | 0.01111 | 385392.7509
619 | hvac_0012 | Unoccupied AHU Control | TRUE | 7.8598 | Warehouse and Storage | GA, Bibb County | 30001_40000 | Small Packaged Unit | gen5_led | Georgia | 6.6017 | A: Non Food-Service Buildings with Small Packaged Units | 0.0005647 | 0.00070559 | 0 | 0 | 0 | 0.0018095 | 0.0023121 | 0.0014475 | 0 | 0 | 0.00062778 | 0 | 0 | 0 | 0 | 0.0024372 | 0.0023121 | 0.0014475 | 0 | 0 | 0.0061967 | 275094.1758
621 | hvac_0012 | Unoccupied AHU Control | TRUE | 45.9176 | Warehouse and Storage | GA, Bibb County | 3001_8000 | Small Packaged Unit | gen2_t8_halogen | Georgia | 9.0379 | A: Non Food-Service Buildings with Small Packaged Units | 0.00084261 | 0.00090346 | 0 | 0 | 0 | 0.001629 | 0.0026265 | 0.0030622 | 0 | 0 | 0.00047047 | 0 | 0 | 0 | 0 | 0.0020995 | 0.0026265 | 0.0030622 | 0 | 0 | 0.0077882 | 252546.8417
622 | hvac_0012 | Unoccupied AHU Control | TRUE | 5.4264 | Warehouse and Storage | GA, Bibb County | 52001_64000 | Small Packaged Unit | gen2_t8_halogen | Georgia | 5.859 | A: Non Food-Service Buildings with Small Packaged Units | 0.00057929 | 0.00072624 | 0 | 0 | 0 | 0.0011645 | 0.0027499 | 0.0019275 | 0 | 0 | 0.00045019 | 0 | 0 | 0 | 0 | 0.0016147 | 0.0027499 | 0.0019275 | 0 | 0 | 0.006292 | 314731.7079
623 | hvac_0012 | Unoccupied AHU Control | TRUE | 3.2022 | Warehouse and Storage | GA, Bibb County | 70001_80000 | Small Packaged Unit | gen2_t8_halogen | Georgia | 6.7542 | A: Non Food-Service Buildings with Small Packaged Units | 0.00051364 | 0.00064 | 0 | 0 | 0 | 0.0010183 | 0.0024177 | 0.0017246 | 0 | 0 | 0.00037435 | 0 | 0 | 0 | 0 | 0.0013927 | 0.0024177 | 0.0017246 | 0 | 0 | 0.005535 | 240168.546
624 | hvac_0012 | Unoccupied AHU Control | TRUE | 12.4891 | Warehouse and Storage | GA, Bibb County | 12001_30000 | Small Packaged Unit | gen5_led | Georgia | 6.856 | A: Non Food-Service Buildings with Small Packaged Units | 0.00055981 | 0.00067106 | 0 | 0 | 0 | 0.00092687 | 0.0024368 | 0.0016241 | 0 | 0 | 0.0011476 | 0 | 0 | 0 | 0 | 0.0020745 | 0.0024368 | 0.0016241 | 0 | 0 | 0.0061354 | 262270.6971
3981 | hvac_0012 | Unoccupied AHU Control | TRUE | 33.8335 | Warehouse and Storage | GA, Bibb County | 1001_3000 | Small Packaged Unit | gen5_led | Georgia | 10.9694 | A: Non Food-Service Buildings with Small Packaged Units | 0.00028549 | 0.00030182 | 0 | 0 | 0 | 0.00078631 | 0.00072634 | 0.0010201 | 0 | 0 | 0 | 0 | 0 | 0 | 0 | 0.00078631 | 0.00072634 | 0.0010201 | 0 | 0 | 0.0025327 | 67666.9892
4225 | hvac_0012 | Unoccupied AHU Control | FALSE | 59.1171 | Warehouse and Storage | GA, Bibb County | _1000 | Multizone CAV/VAV | gen2_t8_halogen | Georgia | 22.6306 | D: Buildings with Hydronically Heated Multizone Systems | 0.00044543 | 0.00045934 | 0 | 0 | 0 | 0.00085841 | 0.00068023 | 0.0014092 | 0 | 0 | 0.0016171 | 0 | 0 | 0 | 0 | 0.0024755 | 0.00068023 | 0.0014092 | 0 | 0 | 0.0045649 | 59117.1011
5292 | hvac_0012 | Unoccupied AHU Control | FALSE | 0.61771 | Warehouse and Storage | GA, Bibb County | 200001_400000 | Small Packaged Unit | gen4_led | Georgia | 4.1946 | A: Non Food-Service Buildings with Small Packaged Units | 0.00024514 | 0.00031075 | 0 | 0 | 0 | 0.000323 | 0.001583 | 0.00064483 | 0 | 0 | 0.00010151 | 0 | 0 | 0 | 0 | 0.0004245 | 0.001583 | 0.00064483 | 0 | 0 | 0.0026523 | 185312.7503
5294 | hvac_0012 | Unoccupied AHU Control | FALSE | 2.1123 | Warehouse and Storage | GA, Bibb County | 100001_150000 | Small Packaged Unit | gen2_t8_halogen | Georgia | 5.5023 | A: Non Food-Service Buildings with Small Packaged Units | 0.00048375 | 0.00056431 | 0 | 0 | 0 | 0.00067874 | 0.0022192 | 0.0015546 | 0 | 0 | 0.00050464 | 0 | 0 | 0 | 0 | 0.0011834 | 0.0022192 | 0.0015546 | 0 | 0 | 0.0049571 | 264034.7713
5295 | hvac_0012 | Unoccupied AHU Control | TRUE | 3.6561 | Warehouse and Storage | GA, Bibb County | 80001_100000 | Small Packaged Unit | gen2_t8_halogen | Georgia | 6.773 | A: Non Food-Service Buildings with Small Packaged Units | 0.00068737 | 0.00084765 | 0 | 0 | 0 | 0.0011446 | 0.0032032 | 0.0021381 | 0 | 0 | 0.0011187 | 0 | 0 | 0 | 0 | 0.0022633 | 0.0032032 | 0.0021381 | 0 | 0 | 0.0076046 | 329052.734
5297 | hvac_0012 | Unoccupied AHU Control | FALSE | 1.1486 | Warehouse and Storage | GA, Bibb County | 150001_200000 | Small Packaged Unit | gen4_led | Georgia | 6.3759 | A: Non Food-Service Buildings with Small Packaged Units | 0.00041497 | 0.00050274 | 0 | 0 | 0 | 0.00068207 | 0.0022018 | 0.0011379 | 0 | 0 | 0.00035144 | 0 | 0 | 0 | 0 | 0.0010335 | 0.0022018 | 0.0011379 | 0 | 0 | 0.0043731 | 201013.0526
7187 | hvac_0012 | Unoccupied AHU Control | FALSE | 0.94617 | Warehouse and Storage | GA, Bibb County | 40001_52000 | Residential Style Central Systems | gen2_t8_halogen | Georgia | 7.5961 | H: Buildings with Residential Style Central Systems | 0.0001002 | 0.00012757 | 0 | 0 | 0 | 0.00031123 | 0.0003851 | 0.00030065 | 0 | 0 | 0.00013111 | 0 | 0 | 0 | 0 | 0.00044234 | 0.0003851 | 0.00030065 | 0 | 0 | 0.0011281 | 43523.6177
18108 | hvac_0012 | Unoccupied AHU Control | TRUE | 0.16497 | Warehouse and Storage | GA, Bibb County | over_1mil | Multizone CAV/VAV | gen2_t8_halogen | Georgia | 5.9617 | D: Buildings with Hydronically Heated Multizone Systems | 0.00034188 | 0.00042406 | 0 | 0 | 0 | 0.00048065 | 0.0018469 | 0.0010612 | 0 | 0 | 0.00030265 | 0 | 0 | 0 | 0 | 0.0007833 | 0.0018469 | 0.0010612 | 0 | 0 | 0.0036914 | 181468.3094
20450 | hvac_0012 | Unoccupied AHU Control | TRUE | 0.32973 | Warehouse and Storage | GA, Bibb County | 600001_1mil | Small Packaged Unit | gen3_t5_cfl | Georgia | 5.7308 | A: Non Food-Service Buildings with Small Packaged Units | 0.00050783 | 0.00061469 | 0 | 0 | 0 | 0.0011554 | 0.0025386 | 0.0014642 | 0 | 0 | 0 | 0 | 0 | 0 | 0 | 0.0011554 | 0.0025386 | 0.0014642 | 0 | 0 | 0.0051582 | 263786.36
28219 | hvac_0012 | Unoccupied AHU Control | FALSE | 0.083962 | Warehouse and Storage | GA, Bibb County | 400001_600000 | Residential Style Central Systems | gen5_led | Georgia | 5.5665 | H: Buildings with Residential Style Central Systems | 7.342e-05 | 9.2013e-05 | 0 | 0 | 0 | 0.00014058 | 0.00041332 | 0.000186 | 0 | 0 | 5.7475e-05 | 0 | 0 | 0 | 0 | 0.00019806 | 0.00041332 | 0.000186 | 0 | 0 | 0.00079738 | 41981.0939
617 | hvac_0013 | Variable Speed HP RTU, Electric Backup, Energy Recovery | TRUE | 38.5393 | Warehouse and Storage | GA, Bibb County | 8001_12000 | Small Packaged Unit | gen4_led | Georgia | 7.2253 | A: Non Food-Service Buildings with Small Packaged Units | 0.0010707 | 0.0011255 | 0 | 0 | 0 | 0.0020558 | 0.0036663 | 0.003651 | 0 | 0 | 0.00012858 | 0 | 0 | 0 | 0 | 0.0021844 | 0.0036663 | 0.003651 | 0 | 0 | 0.0095013 | 385392.7509
619 | hvac_0013 | Variable Speed HP RTU, Electric Backup, Energy Recovery | TRUE | 7.8598 | Warehouse and Storage | GA, Bibb County | 30001_40000 | Small Packaged Unit | gen5_led | Georgia | 6.579 | A: Non Food-Service Buildings with Small Packaged Units | 0.00062016 | 0.00073245 | 0 | 0 | 0 | 0.0023497 | 0.0023121 | 0.0014475 | 0 | 0 | 6.6302e-05 | 0 | 0 | 0 | 0 | 0.002416 | 0.0023121 | 0.0014475 | 0 | 0 | 0.0061755 | 275094.1758
621 | hvac_0013 | Variable Speed HP RTU, Electric Backup, Energy Recovery | TRUE | 45.9176 | Warehouse and Storage | GA, Bibb County | 3001_8000 | Small Packaged Unit | gen2_t8_halogen | Georgia | 8.6212 | A: Non Food-Service Buildings with Small Packaged Units | 0.00083076 | 0.00088521 | 0 | 0 | 0 | 0.0017382 | 0.0026265 | 0.0030622 | 0 | 0 | 2.6113e-06 | 0 | 0 | 0 | 0 | 0.0017409 | 0.0026265 | 0.0030622 | 0 | 0 | 0.0074291 | 252546.8417
622 | hvac_0013 | Variable Speed HP RTU, Electric Backup, Energy Recovery | TRUE | 5.4264 | Warehouse and Storage | GA, Bibb County | 52001_64000 | Small Packaged Unit | gen2_t8_halogen | Georgia | 5.2859 | A: Non Food-Service Buildings with Small Packaged Units | 0.00054367 | 0.00067507 | 0 | 0 | 0 | 0.00097264 | 0.0027499 | 0.0019275 | 0 | 0 | 2.6539e-05 | 0 | 0 | 0 | 0 | 0.00099918 | 0.0027499 | 0.0019275 | 0 | 0 | 0.0056765 | 314731.7079
623 | hvac_0013 | Variable Speed HP RTU, Electric Backup, Energy Recovery | TRUE | 3.2022 | Warehouse and Storage | GA, Bibb County | 70001_80000 | Small Packaged Unit | gen2_t8_halogen | Georgia | 6.8139 | A: Non Food-Service Buildings with Small Packaged Units | 0.00054937 | 0.00066509 | 0 | 0 | 0 | 0.0014351 | 0.0024177 | 0.0017246 | 0 | 0 | 6.4042e-06 | 0 | 0 | 0 | 0 | 0.0014415 | 0.0024177 | 0.0017246 | 0 | 0 | 0.0055839 | 240168.546
624 | hvac_0013 | Variable Speed HP RTU, Electric Backup, Energy Recovery | TRUE | 12.4891 | Warehouse and Storage | GA, Bibb County | 12001_30000 | Small Packaged Unit | gen5_led | Georgia | 5.6443 | A: Non Food-Service Buildings with Small Packaged Units | 0.00050455 | 0.00059718 | 0 | 0 | 0 | 0.00089952 | 0.0024368 | 0.0016241 | 0 | 0 | 9.0674e-05 | 0 | 0 | 0 | 0 | 0.0009902 | 0.0024368 | 0.0016241 | 0 | 0 | 0.0050511 | 262270.6971
3981 | hvac_0013 | Variable Speed HP RTU, Electric Backup, Energy Recovery | TRUE | 33.8335 | Warehouse and Storage | GA, Bibb County | 1001_3000 | Small Packaged Unit | gen5_led | Georgia | 9.5958 | A: Non Food-Service Buildings with Small Packaged Units | 0.00025024 | 0.00026402 | 0 | 0 | 0 | 0.00046948 | 0.00072634 | 0.0010201 | 0 | 0 | 0 | 0 | 0 | 0 | 0 | 0.00046948 | 0.00072634 | 0.0010201 | 0 | 0 | 0.0022156 | 67666.9892
4225 | hvac_0013 | Variable Speed HP RTU, Electric Backup, Energy Recovery | FALSE | 59.1171 | Warehouse and Storage | GA, Bibb County | _1000 | Multizone CAV/VAV | gen2_t8_halogen | Georgia | 22.6306 | D: Buildings with Hydronically Heated Multizone Systems | 0.00044543 | 0.00045934 | 0 | 0 | 0 | 0.00085841 | 0.00068023 | 0.0014092 | 0 | 0 | 0.0016171 | 0 | 0 | 0 | 0 | 0.0024755 | 0.00068023 | 0.0014092 | 0 | 0 | 0.0045649 | 59117.1011
5292 | hvac_0013 | Variable Speed HP RTU, Electric Backup, Energy Recovery | TRUE | 0.61771 | Warehouse and Storage | GA, Bibb County | 200001_400000 | Small Packaged Unit | gen4_led | Georgia | 4.0302 | A: Non Food-Service Buildings with Small Packaged Units | 0.00023801 | 0.00029957 | 0 | 0 | 0 | 0.00024201 | 0.001583 | 0.00064483 | 0 | 0 | 7.8559e-05 | 0 | 0 | 0 | 0 | 0.00032056 | 0.001583 | 0.00064483 | 0 | 0 | 0.0025484 | 185312.7503
5294 | hvac_0013 | Variable Speed HP RTU, Electric Backup, Energy Recovery | TRUE | 2.1123 | Warehouse and Storage | GA, Bibb County | 100001_150000 | Small Packaged Unit | gen2_t8_halogen | Georgia | 4.9193 | A: Non Food-Service Buildings with Small Packaged Units | 0.00045438 | 0.00052573 | 0 | 0 | 0 | 0.00061203 | 0.0022192 | 0.0015546 | 0 | 0 | 4.6127e-05 | 0 | 0 | 0 | 0 | 0.00065816 | 0.0022192 | 0.0015546 | 0 | 0 | 0.0044319 | 264034.7713
5295 | hvac_0013 | Variable Speed HP RTU, Electric Backup, Energy Recovery | TRUE | 3.6561 | Warehouse and Storage | GA, Bibb County | 80001_100000 | Small Packaged Unit | gen2_t8_halogen | Georgia | 5.8598 | A: Non Food-Service Buildings with Small Packaged Units | 0.00063941 | 0.0007796 | 0 | 0 | 0 | 0.0011532 | 0.0032032 | 0.0021381 | 0 | 0 | 8.4832e-05 | 0 | 0 | 0 | 0 | 0.001238 | 0.0032032 | 0.0021381 | 0 | 0 | 0.0065793 | 329052.734
5297 | hvac_0013 | Variable Speed HP RTU, Electric Backup, Energy Recovery | TRUE | 1.1486 | Warehouse and Storage | GA, Bibb County | 150001_200000 | Small Packaged Unit | gen4_led | Georgia | 5.708 | A: Non Food-Service Buildings with Small Packaged Units | 0.00038773 | 0.00046535 | 0 | 0 | 0 | 0.00055265 | 0.0022018 | 0.0011379 | 0 | 0 | 2.2743e-05 | 0 | 0 | 0 | 0 | 0.00057539 | 0.0022018 | 0.0011379 | 0 | 0 | 0.003915 | 201013.0526
7187 | hvac_0013 | Variable Speed HP RTU, Electric Backup, Energy Recovery | FALSE | 0.94617 | Warehouse and Storage | GA, Bibb County | 40001_52000 | Residential Style Central Systems | gen2_t8_halogen | Georgia | 7.5961 | H: Buildings with Residential Style Central Systems | 0.0001002 | 0.00012757 | 0 | 0 | 0 | 0.00031123 | 0.0003851 | 0.00030065 | 0 | 0 | 0.00013111 | 0 | 0 | 0 | 0 | 0.00044234 | 0.0003851 | 0.00030065 | 0 | 0 | 0.0011281 | 43523.6177
18108 | hvac_0013 | Variable Speed HP RTU, Electric Backup, Energy Recovery | FALSE | 0.16497 | Warehouse and Storage | GA, Bibb County | over_1mil | Multizone CAV/VAV | gen2_t8_halogen | Georgia | 6.0053 | D: Buildings with Hydronically Heated Multizone Systems | 0.00034375 | 0.00042663 | 0 | 0 | 0 | 0.00049533 | 0.0018469 | 0.0010612 | 0 | 0 | 0.00031498 | 0 | 0 | 0 | 0 | 0.00081031 | 0.0018469 | 0.0010612 | 0 | 0 | 0.0037184 | 181468.3094
20450 | hvac_0013 | Variable Speed HP RTU, Electric Backup, Energy Recovery | TRUE | 0.32973 | Warehouse and Storage | GA, Bibb County | 600001_1mil | Small Packaged Unit | gen3_t5_cfl | Georgia | 5.274 | A: Non Food-Service Buildings with Small Packaged Units | 0.00046168 | 0.00056569 | 0 | 0 | 0 | 0.00074421 | 0.0025386 | 0.0014642 | 0 | 0 | 0 | 0 | 0 | 0 | 0 | 0.00074421 | 0.0025386 | 0.0014642 | 0 | 0 | 0.004747 | 263786.36
28219 | hvac_0013 | Variable Speed HP RTU, Electric Backup, Energy Recovery | FALSE | 0.083962 | Warehouse and Storage | GA, Bibb County | 400001_600000 | Residential Style Central Systems | gen5_led | Georgia | 5.5665 | H: Buildings with Residential Style Central Systems | 7.342e-05 | 9.2013e-05 | 0 | 0 | 0 | 0.00014058 | 0.00041332 | 0.000186 | 0 | 0 | 5.7475e-05 | 0 | 0 | 0 | 0 | 0.00019806 | 0.00041332 | 0.000186 | 0 | 0 | 0.00079738 | 41981.0939
617 | hvac_0014 | Advanced RTU Controls | TRUE | 38.5393 | Warehouse and Storage | GA, Bibb County | 8001_12000 | Small Packaged Unit | gen4_led | Georgia | 8.8869 | A: Non Food-Service Buildings with Small Packaged Units | 0.0011993 | 0.0012668 | 0 | 0 | 0 | 0.0019663 | 0.0036663 | 0.003651 | 0 | 0 | 0.0024032 | 0 | 0 | 0 | 0 | 0.0043695 | 0.0036663 | 0.003651 | 0 | 0 | 0.011686 | 385392.7509
619 | hvac_0014 | Advanced RTU Controls | TRUE | 7.8598 | Warehouse and Storage | GA, Bibb County | 30001_40000 | Small Packaged Unit | gen5_led | Georgia | 7.1913 | A: Non Food-Service Buildings with Small Packaged Units | 0.00063822 | 0.00076981 | 0 | 0 | 0 | 0.0023298 | 0.0023121 | 0.0014475 | 0 | 0 | 0.00066079 | 0 | 0 | 0 | 0 | 0.0029906 | 0.0023121 | 0.0014475 | 0 | 0 | 0.0067502 | 275094.1758
621 | hvac_0014 | Advanced RTU Controls | TRUE | 45.9176 | Warehouse and Storage | GA, Bibb County | 3001_8000 | Small Packaged Unit | gen2_t8_halogen | Georgia | 9.3753 | A: Non Food-Service Buildings with Small Packaged Units | 0.00087317 | 0.00093536 | 0 | 0 | 0 | 0.0018671 | 0.0026265 | 0.0030622 | 0 | 0 | 0.00052313 | 0 | 0 | 0 | 0 | 0.0023902 | 0.0026265 | 0.0030622 | 0 | 0 | 0.0080789 | 252546.8417
622 | hvac_0014 | Advanced RTU Controls | TRUE | 5.4264 | Warehouse and Storage | GA, Bibb County | 52001_64000 | Small Packaged Unit | gen2_t8_halogen | Georgia | 5.8779 | A: Non Food-Service Buildings with Small Packaged Units | 0.00058801 | 0.00072923 | 0 | 0 | 0 | 0.0011957 | 0.0027499 | 0.0019275 | 0 | 0 | 0.00043928 | 0 | 0 | 0 | 0 | 0.001635 | 0.0027499 | 0.0019275 | 0 | 0 | 0.0063123 | 314731.7079
623 | hvac_0014 | Advanced RTU Controls | TRUE | 3.2022 | Warehouse and Storage | GA, Bibb County | 70001_80000 | Small Packaged Unit | gen2_t8_halogen | Georgia | 7.1969 | A: Non Food-Service Buildings with Small Packaged Units | 0.00055552 | 0.00067976 | 0 | 0 | 0 | 0.0013149 | 0.0024177 | 0.0017246 | 0 | 0 | 0.00044058 | 0 | 0 | 0 | 0 | 0.0017555 | 0.0024177 | 0.0017246 | 0 | 0 | 0.0058978 | 240168.546
624 | hvac_0014 | Advanced RTU Controls | TRUE | 12.4891 | Warehouse and Storage | GA, Bibb County | 12001_30000 | Small Packaged Unit | gen5_led | Georgia | 6.8522 | A: Non Food-Service Buildings with Small Packaged Units | 0.00056702 | 0.00067308 | 0 | 0 | 0 | 0.00096972 | 0.0024368 | 0.0016241 | 0 | 0 | 0.0011016 | 0 | 0 | 0 | 0 | 0.0020713 | 0.0024368 | 0.0016241 | 0 | 0 | 0.0061321 | 262270.6971
3981 | hvac_0014 | Advanced RTU Controls | TRUE | 33.8335 | Warehouse and Storage | GA, Bibb County | 1001_3000 | Small Packaged Unit | gen5_led | Georgia | 10.8819 | A: Non Food-Service Buildings with Small Packaged Units | 0.00028553 | 0.0002994 | 0 | 0 | 0 | 0.0007661 | 0.00072634 | 0.0010201 | 0 | 0 | 0 | 0 | 0 | 0 | 0 | 0.0007661 | 0.00072634 | 0.0010201 | 0 | 0 | 0.0025125 | 67666.9892
4225 | hvac_0014 | Advanced RTU Controls | FALSE | 59.1171 | Warehouse and Storage | GA, Bibb County | _1000 | Multizone CAV/VAV | gen2_t8_halogen | Georgia | 22.6306 | D: Buildings with Hydronically Heated Multizone Systems | 0.00044543 | 0.00045934 | 0 | 0 | 0 | 0.00085841 | 0.00068023 | 0.0014092 | 0 | 0 | 0.0016171 | 0 | 0 | 0 | 0 | 0.0024755 | 0.00068023 | 0.0014092 | 0 | 0 | 0.0045649 | 59117.1011
5292 | hvac_0014 | Advanced RTU Controls | TRUE | 0.61771 | Warehouse and Storage | GA, Bibb County | 200001_400000 | Small Packaged Unit | gen4_led | Georgia | 4.1173 | A: Non Food-Service Buildings with Small Packaged Units | 0.00024201 | 0.00030492 | 0 | 0 | 0 | 0.00027387 | 0.001583 | 0.00064483 | 0 | 0 | 0.00010178 | 0 | 0 | 0 | 0 | 0.00037565 | 0.001583 | 0.00064483 | 0 | 0 | 0.0026034 | 185312.7503
5294 | hvac_0014 | Advanced RTU Controls | TRUE | 2.1123 | Warehouse and Storage | GA, Bibb County | 100001_150000 | Small Packaged Unit | gen2_t8_halogen | Georgia | 5.5027 | A: Non Food-Service Buildings with Small Packaged Units | 0.0004898 | 0.00056618 | 0 | 0 | 0 | 0.00071399 | 0.0022192 | 0.0015546 | 0 | 0 | 0.00046974 | 0 | 0 | 0 | 0 | 0.0011837 | 0.0022192 | 0.0015546 | 0 | 0 | 0.0049575 | 264034.7713
5295 | hvac_0014 | Advanced RTU Controls | TRUE | 3.6561 | Warehouse and Storage | GA, Bibb County | 80001_100000 | Small Packaged Unit | gen2_t8_halogen | Georgia | 6.7824 | A: Non Food-Service Buildings with Small Packaged Units | 0.00069953 | 0.000851 | 0 | 0 | 0 | 0.0011952 | 0.0032032 | 0.0021381 | 0 | 0 | 0.0010787 | 0 | 0 | 0 | 0 | 0.0022739 | 0.0032032 | 0.0021381 | 0 | 0 | 0.0076151 | 329052.734
5297 | hvac_0014 | Advanced RTU Controls | TRUE | 1.1486 | Warehouse and Storage | GA, Bibb County | 150001_200000 | Small Packaged Unit | gen4_led | Georgia | 6.2997 | A: Non Food-Service Buildings with Small Packaged Units | 0.00041478 | 0.00049766 | 0 | 0 | 0 | 0.0006518 | 0.0022018 | 0.0011379 | 0 | 0 | 0.00032946 | 0 | 0 | 0 | 0 | 0.00098126 | 0.0022018 | 0.0011379 | 0 | 0 | 0.0043209 | 201013.0526
7187 | hvac_0014 | Advanced RTU Controls | FALSE | 0.94617 | Warehouse and Storage | GA, Bibb County | 40001_52000 | Residential Style Central Systems | gen2_t8_halogen | Georgia | 7.5961 | H: Buildings with Residential Style Central Systems | 0.0001002 | 0.00012757 | 0 | 0 | 0 | 0.00031123 | 0.0003851 | 0.00030065 | 0 | 0 | 0.00013111 | 0 | 0 | 0 | 0 | 0.00044234 | 0.0003851 | 0.00030065 | 0 | 0 | 0.0011281 | 43523.6177
18108 | hvac_0014 | Advanced RTU Controls | FALSE | 0.16497 | Warehouse and Storage | GA, Bibb County | over_1mil | Multizone CAV/VAV | gen2_t8_halogen | Georgia | 6.0053 | D: Buildings with Hydronically Heated Multizone Systems | 0.00034375 | 0.00042663 | 0 | 0 | 0 | 0.00049533 | 0.0018469 | 0.0010612 | 0 | 0 | 0.00031498 | 0 | 0 | 0 | 0 | 0.00081031 | 0.0018469 | 0.0010612 | 0 | 0 | 0.0037184 | 181468.3094
20450 | hvac_0014 | Advanced RTU Controls | TRUE | 0.32973 | Warehouse and Storage | GA, Bibb County | 600001_1mil | Small Packaged Unit | gen3_t5_cfl | Georgia | 5.7394 | A: Non Food-Service Buildings with Small Packaged Units | 0.00051371 | 0.00061561 | 0 | 0 | 0 | 0.0011631 | 0.0025386 | 0.0014642 | 0 | 0 | 0 | 0 | 0 | 0 | 0 | 0.0011631 | 0.0025386 | 0.0014642 | 0 | 0 | 0.0051659 | 263786.36
28219 | hvac_0014 | Advanced RTU Controls | FALSE | 0.083962 | Warehouse and Storage | GA, Bibb County | 400001_600000 | Residential Style Central Systems | gen5_led | Georgia | 5.5665 | H: Buildings with Residential Style Central Systems | 7.342e-05 | 9.2013e-05 | 0 | 0 | 0 | 0.00014058 | 0.00041332 | 0.000186 | 0 | 0 | 5.7475e-05 | 0 | 0 | 0 | 0 | 0.00019806 | 0.00041332 | 0.000186 | 0 | 0 | 0.00079738 | 41981.0939
617 | hvac_0015 | Hydronic Water-to-Water Geothermal Heat Pump | FALSE | 38.5393 | Warehouse and Storage | GA, Bibb County | 8001_12000 | Small Packaged Unit | gen4_led | Georgia | 9.6467 | A: Non Food-Service Buildings with Small Packaged Units | 0.0013266 | 0.0014085 | 0 | 0 | 0 | 0.0033968 | 0.0036663 | 0.003651 | 0 | 0 | 0.0019718 | 0 | 0 | 0 | 0 | 0.0053685 | 0.0036663 | 0.003651 | 0 | 0 | 0.012686 | 385392.7509
619 | hvac_0015 | Hydronic Water-to-Water Geothermal Heat Pump | FALSE | 7.8598 | Warehouse and Storage | GA, Bibb County | 30001_40000 | Small Packaged Unit | gen5_led | Georgia | 9.1299 | A: Non Food-Service Buildings with Small Packaged Units | 0.00084365 | 0.0010004 | 0 | 0 | 0 | 0.0044111 | 0.0023121 | 0.0014475 | 0 | 0 | 0.00039923 | 0 | 0 | 0 | 0 | 0.0048103 | 0.0023121 | 0.0014475 | 0 | 0 | 0.0085699 | 275094.1758
621 | hvac_0015 | Hydronic Water-to-Water Geothermal Heat Pump | FALSE | 45.9176 | Warehouse and Storage | GA, Bibb County | 3001_8000 | Small Packaged Unit | gen2_t8_halogen | Georgia | 10.5955 | A: Non Food-Service Buildings with Small Packaged Units | 0.00099326 | 0.0010671 | 0 | 0 | 0 | 0.0030408 | 0.0026265 | 0.0030622 | 0 | 0 | 0.00040127 | 0 | 0 | 0 | 0 | 0.0034421 | 0.0026265 | 0.0030622 | 0 | 0 | 0.0091304 | 252546.8417
622 | hvac_0015 | Hydronic Water-to-Water Geothermal Heat Pump | FALSE | 5.4264 | Warehouse and Storage | GA, Bibb County | 52001_64000 | Small Packaged Unit | gen2_t8_halogen | Georgia | 5.9159 | A: Non Food-Service Buildings with Small Packaged Units | 0.0005845 | 0.00073292 | 0 | 0 | 0 | 0.0012141 | 0.0027499 | 0.0019275 | 0 | 0 | 0.00046155 | 0 | 0 | 0 | 0 | 0.0016757 | 0.0027499 | 0.0019275 | 0 | 0 | 0.0063531 | 314731.7079
623 | hvac_0015 | Hydronic Water-to-Water Geothermal Heat Pump | FALSE | 3.2022 | Warehouse and Storage | GA, Bibb County | 70001_80000 | Small Packaged Unit | gen2_t8_halogen | Georgia | 8.3254 | A: Non Food-Service Buildings with Small Packaged Units | 0.00066263 | 0.00079793 | 0 | 0 | 0 | 0.0023919 | 0.0024177 | 0.0017246 | 0 | 0 | 0.00028834 | 0 | 0 | 0 | 0 | 0.0026802 | 0.0024177 | 0.0017246 | 0 | 0 | 0.0068226 | 240168.546
624 | hvac_0015 | Hydronic Water-to-Water Geothermal Heat Pump | FALSE | 12.4891 | Warehouse and Storage | GA, Bibb County | 12001_30000 | Small Packaged Unit | gen5_led | Georgia | 6.9044 | A: Non Food-Service Buildings with Small Packaged Units | 0.0005632 | 0.00067528 | 0 | 0 | 0 | 0.00095208 | 0.0024368 | 0.0016241 | 0 | 0 | 0.0011659 | 0 | 0 | 0 | 0 | 0.0021179 | 0.0024368 | 0.0016241 | 0 | 0 | 0.0061787 | 262270.6971
3981 | hvac_0015 | Hydronic Water-to-Water Geothermal Heat Pump | FALSE | 33.8335 | Warehouse and Storage | GA, Bibb County | 1001_3000 | Small Packaged Unit | gen5_led | Georgia | 11.0431 | A: Non Food-Service Buildings with Small Packaged Units | 0.00028721 | 0.00030385 | 0 | 0 | 0 | 0.0008033 | 0.00072634 | 0.0010201 | 0 | 0 | 0 | 0 | 0 | 0 | 0 | 0.0008033 | 0.00072634 | 0.0010201 | 0 | 0 | 0.0025497 | 67666.9892
4225 | hvac_0015 | Hydronic Water-to-Water Geothermal Heat Pump | FALSE | 59.1171 | Warehouse and Storage | GA, Bibb County | _1000 | Multizone CAV/VAV | gen2_t8_halogen | Georgia | 22.6306 | D: Buildings with Hydronically Heated Multizone Systems | 0.00044543 | 0.00045934 | 0 | 0 | 0 | 0.00085841 | 0.00068023 | 0.0014092 | 0 | 0 | 0.0016171 | 0 | 0 | 0 | 0 | 0.0024755 | 0.00068023 | 0.0014092 | 0 | 0 | 0.0045649 | 59117.1011
5292 | hvac_0015 | Hydronic Water-to-Water Geothermal Heat Pump | FALSE | 0.61771 | Warehouse and Storage | GA, Bibb County | 200001_400000 | Small Packaged Unit | gen4_led | Georgia | 4.1946 | A: Non Food-Service Buildings with Small Packaged Units | 0.00024514 | 0.00031075 | 0 | 0 | 0 | 0.000323 | 0.001583 | 0.00064483 | 0 | 0 | 0.00010151 | 0 | 0 | 0 | 0 | 0.0004245 | 0.001583 | 0.00064483 | 0 | 0 | 0.0026523 | 185312.7503
5294 | hvac_0015 | Hydronic Water-to-Water Geothermal Heat Pump | FALSE | 2.1123 | Warehouse and Storage | GA, Bibb County | 100001_150000 | Small Packaged Unit | gen2_t8_halogen | Georgia | 5.5023 | A: Non Food-Service Buildings with Small Packaged Units | 0.00048375 | 0.00056431 | 0 | 0 | 0 | 0.00067874 | 0.0022192 | 0.0015546 | 0 | 0 | 0.00050464 | 0 | 0 | 0 | 0 | 0.0011834 | 0.0022192 | 0.0015546 | 0 | 0 | 0.0049571 | 264034.7713
5295 | hvac_0015 | Hydronic Water-to-Water Geothermal Heat Pump | FALSE | 3.6561 | Warehouse and Storage | GA, Bibb County | 80001_100000 | Small Packaged Unit | gen2_t8_halogen | Georgia | 6.8441 | A: Non Food-Service Buildings with Small Packaged Units | 0.00069379 | 0.00085574 | 0 | 0 | 0 | 0.0011973 | 0.0032032 | 0.0021381 | 0 | 0 | 0.0011459 | 0 | 0 | 0 | 0 | 0.0023431 | 0.0032032 | 0.0021381 | 0 | 0 | 0.0076844 | 329052.734
5297 | hvac_0015 | Hydronic Water-to-Water Geothermal Heat Pump | FALSE | 1.1486 | Warehouse and Storage | GA, Bibb County | 150001_200000 | Small Packaged Unit | gen4_led | Georgia | 6.3759 | A: Non Food-Service Buildings with Small Packaged Units | 0.00041497 | 0.00050274 | 0 | 0 | 0 | 0.00068207 | 0.0022018 | 0.0011379 | 0 | 0 | 0.00035144 | 0 | 0 | 0 | 0 | 0.0010335 | 0.0022018 | 0.0011379 | 0 | 0 | 0.0043731 | 201013.0526
7187 | hvac_0015 | Hydronic Water-to-Water Geothermal Heat Pump | FALSE | 0.94617 | Warehouse and Storage | GA, Bibb County | 40001_52000 | Residential Style Central Systems | gen2_t8_halogen | Georgia | 7.5961 | H: Buildings with Residential Style Central Systems | 0.0001002 | 0.00012757 | 0 | 0 | 0 | 0.00031123 | 0.0003851 | 0.00030065 | 0 | 0 | 0.00013111 | 0 | 0 | 0 | 0 | 0.00044234 | 0.0003851 | 0.00030065 | 0 | 0 | 0.0011281 | 43523.6177
18108 | hvac_0015 | Hydronic Water-to-Water Geothermal Heat Pump | FALSE | 0.16497 | Warehouse and Storage | GA, Bibb County | over_1mil | Multizone CAV/VAV | gen2_t8_halogen | Georgia | 6.0053 | D: Buildings with Hydronically Heated Multizone Systems | 0.00034375 | 0.00042663 | 0 | 0 | 0 | 0.00049533 | 0.0018469 | 0.0010612 | 0 | 0 | 0.00031498 | 0 | 0 | 0 | 0 | 0.00081031 | 0.0018469 | 0.0010612 | 0 | 0 | 0.0037184 | 181468.3094
20450 | hvac_0015 | Hydronic Water-to-Water Geothermal Heat Pump | FALSE | 0.32973 | Warehouse and Storage | GA, Bibb County | 600001_1mil | Small Packaged Unit | gen3_t5_cfl | Georgia | 5.7887 | A: Non Food-Service Buildings with Small Packaged Units | 0.00051326 | 0.0006209 | 0 | 0 | 0 | 0.0012075 | 0.0025386 | 0.0014642 | 0 | 0 | 0 | 0 | 0 | 0 | 0 | 0.0012075 | 0.0025386 | 0.0014642 | 0 | 0 | 0.0052103 | 263786.36
28219 | hvac_0015 | Hydronic Water-to-Water Geothermal Heat Pump | FALSE | 0.083962 | Warehouse and Storage | GA, Bibb County | 400001_600000 | Residential Style Central Systems | gen5_led | Georgia | 5.5665 | H: Buildings with Residential Style Central Systems | 7.342e-05 | 9.2013e-05 | 0 | 0 | 0 | 0.00014058 | 0.00041332 | 0.000186 | 0 | 0 | 5.7475e-05 | 0 | 0 | 0 | 0 | 0.00019806 | 0.00041332 | 0.000186 | 0 | 0 | 0.00079738 | 41981.0939
617 | hvac_0016 | Packaged Water-to-Air Geothermal Heat Pump | TRUE | 38.5393 | Warehouse and Storage | GA, Bibb County | 8001_12000 | Small Packaged Unit | gen4_led | Georgia | 7.1269 | A: Non Food-Service Buildings with Small Packaged Units | 0.0010604 | 0.0011101 | 0 | 0 | 0 | 0.0019261 | 0.0036663 | 0.003651 | 0 | 0 | 0.00012858 | 0 | 0 | 0 | 0 | 0.0020547 | 0.0036663 | 0.003651 | 0 | 0 | 0.009372 | 385392.7509
619 | hvac_0016 | Packaged Water-to-Air Geothermal Heat Pump | TRUE | 7.8598 | Warehouse and Storage | GA, Bibb County | 30001_40000 | Small Packaged Unit | gen5_led | Georgia | 6.1875 | A: Non Food-Service Buildings with Small Packaged Units | 0.00058115 | 0.00068861 | 0 | 0 | 0 | 0.0019812 | 0.0023121 | 0.0014475 | 0 | 0 | 6.7271e-05 | 0 | 0 | 0 | 0 | 0.0020484 | 0.0023121 | 0.0014475 | 0 | 0 | 0.005808 | 275094.1758
621 | hvac_0016 | Packaged Water-to-Air Geothermal Heat Pump | TRUE | 45.9176 | Warehouse and Storage | GA, Bibb County | 3001_8000 | Small Packaged Unit | gen2_t8_halogen | Georgia | 8.3904 | A: Non Food-Service Buildings with Small Packaged Units | 0.00081192 | 0.00086147 | 0 | 0 | 0 | 0.0015389 | 0.0026265 | 0.0030622 | 0 | 0 | 2.6113e-06 | 0 | 0 | 0 | 0 | 0.0015415 | 0.0026265 | 0.0030622 | 0 | 0 | 0.0072302 | 252546.8417
622 | hvac_0016 | Packaged Water-to-Air Geothermal Heat Pump | TRUE | 5.4264 | Warehouse and Storage | GA, Bibb County | 52001_64000 | Small Packaged Unit | gen2_t8_halogen | Georgia | 5.5294 | A: Non Food-Service Buildings with Small Packaged Units | 0.00057873 | 0.00070623 | 0 | 0 | 0 | 0.001234 | 0.0027499 | 0.0019275 | 0 | 0 | 2.6591e-05 | 0 | 0 | 0 | 0 | 0.0012606 | 0.0027499 | 0.0019275 | 0 | 0 | 0.005938 | 314731.7079
623 | hvac_0016 | Packaged Water-to-Air Geothermal Heat Pump | TRUE | 3.2022 | Warehouse and Storage | GA, Bibb County | 70001_80000 | Small Packaged Unit | gen2_t8_halogen | Georgia | 6.4331 | A: Non Food-Service Buildings with Small Packaged Units | 0.00051818 | 0.0006279 | 0 | 0 | 0 | 0.0011231 | 0.0024177 | 0.0017246 | 0 | 0 | 6.4345e-06 | 0 | 0 | 0 | 0 | 0.0011295 | 0.0024177 | 0.0017246 | 0 | 0 | 0.0052719 | 240168.546
624 | hvac_0016 | Packaged Water-to-Air Geothermal Heat Pump | TRUE | 12.4891 | Warehouse and Storage | GA, Bibb County | 12001_30000 | Small Packaged Unit | gen5_led | Georgia | 6.1485 | A: Non Food-Service Buildings with Small Packaged Units | 0.00055699 | 0.00065095 | 0 | 0 | 0 | 0.0013508 | 0.0024368 | 0.0016241 | 0 | 0 | 9.0674e-05 | 0 | 0 | 0 | 0 | 0.0014414 | 0.0024368 | 0.0016241 | 0 | 0 | 0.0055024 | 262270.6971
3981 | hvac_0016 | Packaged Water-to-Air Geothermal Heat Pump | TRUE | 33.8335 | Warehouse and Storage | GA, Bibb County | 1001_3000 | Small Packaged Unit | gen5_led | Georgia | 10.1083 | A: Non Food-Service Buildings with Small Packaged Units | 0.00026535 | 0.00027811 | 0 | 0 | 0 | 0.00058749 | 0.00072634 | 0.0010201 | 0 | 0 | 0 | 0 | 0 | 0 | 0 | 0.00058749 | 0.00072634 | 0.0010201 | 0 | 0 | 0.0023339 | 67666.9892
4225 | hvac_0016 | Packaged Water-to-Air Geothermal Heat Pump | TRUE | 59.1171 | Warehouse and Storage | GA, Bibb County | _1000 | Multizone CAV/VAV | gen2_t8_halogen | Georgia | 13.3972 | D: Buildings with Hydronically Heated Multizone Systems | 0.00031348 | 0.00032203 | 0 | 0 | 0 | 0.00061299 | 0.00068023 | 0.0014092 | 0 | 0 | 0 | 0 | 0 | 0 | 0 | 0.00061299 | 0.00068023 | 0.0014092 | 0 | 0 | 0.0027024 | 59117.1011
5292 | hvac_0016 | Packaged Water-to-Air Geothermal Heat Pump | TRUE | 0.61771 | Warehouse and Storage | GA, Bibb County | 200001_400000 | Small Packaged Unit | gen4_led | Georgia | 4.16 | A: Non Food-Service Buildings with Small Packaged Units | 0.00024971 | 0.00030934 | 0 | 0 | 0 | 0.00032394 | 0.001583 | 0.00064483 | 0 | 0 | 7.8694e-05 | 0 | 0 | 0 | 0 | 0.00040263 | 0.001583 | 0.00064483 | 0 | 0 | 0.0026304 | 185312.7503
5294 | hvac_0016 | Packaged Water-to-Air Geothermal Heat Pump | TRUE | 2.1123 | Warehouse and Storage | GA, Bibb County | 100001_150000 | Small Packaged Unit | gen2_t8_halogen | Georgia | 5.1587 | A: Non Food-Service Buildings with Small Packaged Units | 0.00048028 | 0.00055143 | 0 | 0 | 0 | 0.00082773 | 0.0022192 | 0.0015546 | 0 | 0 | 4.6167e-05 | 0 | 0 | 0 | 0 | 0.0008739 | 0.0022192 | 0.0015546 | 0 | 0 | 0.0046476 | 264034.7713
5295 | hvac_0016 | Packaged Water-to-Air Geothermal Heat Pump | TRUE | 3.6561 | Warehouse and Storage | GA, Bibb County | 80001_100000 | Small Packaged Unit | gen2_t8_halogen | Georgia | 6.1927 | A: Non Food-Service Buildings with Small Packaged Units | 0.00068409 | 0.00082413 | 0 | 0 | 0 | 0.0015269 | 0.0032032 | 0.0021381 | 0 | 0 | 8.4901e-05 | 0 | 0 | 0 | 0 | 0.0016118 | 0.0032032 | 0.0021381 | 0 | 0 | 0.006953 | 329052.734
5297 | hvac_0016 | Packaged Water-to-Air Geothermal Heat Pump | TRUE | 1.1486 | Warehouse and Storage | GA, Bibb County | 150001_200000 | Small Packaged Unit | gen4_led | Georgia | 5.9213 | A: Non Food-Service Buildings with Small Packaged Units | 0.0004065 | 0.00048279 | 0 | 0 | 0 | 0.00069899 | 0.0022018 | 0.0011379 | 0 | 0 | 2.2743e-05 | 0 | 0 | 0 | 0 | 0.00072174 | 0.0022018 | 0.0011379 | 0 | 0 | 0.0040614 | 201013.0526
7187 | hvac_0016 | Packaged Water-to-Air Geothermal Heat Pump | FALSE | 0.94617 | Warehouse and Storage | GA, Bibb County | 40001_52000 | Residential Style Central Systems | gen2_t8_halogen | Georgia | 7.5961 | H: Buildings with Residential Style Central Systems | 0.0001002 | 0.00012757 | 0 | 0 | 0 | 0.00031123 | 0.0003851 | 0.00030065 | 0 | 0 | 0.00013111 | 0 | 0 | 0 | 0 | 0.00044234 | 0.0003851 | 0.00030065 | 0 | 0 | 0.0011281 | 43523.6177
18108 | hvac_0016 | Packaged Water-to-Air Geothermal Heat Pump | TRUE | 0.16497 | Warehouse and Storage | GA, Bibb County | over_1mil | Multizone CAV/VAV | gen2_t8_halogen | Georgia | 5.332 | D: Buildings with Hydronically Heated Multizone Systems | 0.00031121 | 0.00039344 | 0 | 0 | 0 | 0.00039342 | 0.0018469 | 0.0010612 | 0 | 0 | 0 | 0 | 0 | 0 | 0 | 0.00039342 | 0.0018469 | 0.0010612 | 0 | 0 | 0.0033016 | 181468.3094
20450 | hvac_0016 | Packaged Water-to-Air Geothermal Heat Pump | TRUE | 0.32973 | Warehouse and Storage | GA, Bibb County | 600001_1mil | Small Packaged Unit | gen3_t5_cfl | Georgia | 5.4657 | A: Non Food-Service Buildings with Small Packaged Units | 0.00048323 | 0.00058625 | 0 | 0 | 0 | 0.00091676 | 0.0025386 | 0.0014642 | 0 | 0 | 0 | 0 | 0 | 0 | 0 | 0.00091676 | 0.0025386 | 0.0014642 | 0 | 0 | 0.0049195 | 263786.36
28219 | hvac_0016 | Packaged Water-to-Air Geothermal Heat Pump | FALSE | 0.083962 | Warehouse and Storage | GA, Bibb County | 400001_600000 | Residential Style Central Systems | gen5_led | Georgia | 5.5665 | H: Buildings with Residential Style Central Systems | 7.342e-05 | 9.2013e-05 | 0 | 0 | 0 | 0.00014058 | 0.00041332 | 0.000186 | 0 | 0 | 5.7475e-05 | 0 | 0 | 0 | 0 | 0.00019806 | 0.00041332 | 0.000186 | 0 | 0 | 0.00079738 | 41981.0939
617 | hvac_0017 | Console Water-to-Air Geothermal Heat Pump | FALSE | 38.5393 | Warehouse and Storage | GA, Bibb County | 8001_12000 | Small Packaged Unit | gen4_led | Georgia | 9.6467 | A: Non Food-Service Buildings with Small Packaged Units | 0.0013266 | 0.0014085 | 0 | 0 | 0 | 0.0033968 | 0.0036663 | 0.003651 | 0 | 0 | 0.0019718 | 0 | 0 | 0 | 0 | 0.0053685 | 0.0036663 | 0.003651 | 0 | 0 | 0.012686 | 385392.7509
619 | hvac_0017 | Console Water-to-Air Geothermal Heat Pump | FALSE | 7.8598 | Warehouse and Storage | GA, Bibb County | 30001_40000 | Small Packaged Unit | gen5_led | Georgia | 9.1299 | A: Non Food-Service Buildings with Small Packaged Units | 0.00084365 | 0.0010004 | 0 | 0 | 0 | 0.0044111 | 0.0023121 | 0.0014475 | 0 | 0 | 0.00039923 | 0 | 0 | 0 | 0 | 0.0048103 | 0.0023121 | 0.0014475 | 0 | 0 | 0.0085699 | 275094.1758
621 | hvac_0017 | Console Water-to-Air Geothermal Heat Pump | FALSE | 45.9176 | Warehouse and Storage | GA, Bibb County | 3001_8000 | Small Packaged Unit | gen2_t8_halogen | Georgia | 10.5955 | A: Non Food-Service Buildings with Small Packaged Units | 0.00099326 | 0.0010671 | 0 | 0 | 0 | 0.0030408 | 0.0026265 | 0.0030622 | 0 | 0 | 0.00040127 | 0 | 0 | 0 | 0 | 0.0034421 | 0.0026265 | 0.0030622 | 0 | 0 | 0.0091304 | 252546.8417
622 | hvac_0017 | Console Water-to-Air Geothermal Heat Pump | FALSE | 5.4264 | Warehouse and Storage | GA, Bibb County | 52001_64000 | Small Packaged Unit | gen2_t8_halogen | Georgia | 5.9159 | A: Non Food-Service Buildings with Small Packaged Units | 0.0005845 | 0.00073292 | 0 | 0 | 0 | 0.0012141 | 0.0027499 | 0.0019275 | 0 | 0 | 0.00046155 | 0 | 0 | 0 | 0 | 0.0016757 | 0.0027499 | 0.0019275 | 0 | 0 | 0.0063531 | 314731.7079
623 | hvac_0017 | Console Water-to-Air Geothermal Heat Pump | FALSE | 3.2022 | Warehouse and Storage | GA, Bibb County | 70001_80000 | Small Packaged Unit | gen2_t8_halogen | Georgia | 8.3254 | A: Non Food-Service Buildings with Small Packaged Units | 0.00066263 | 0.00079793 | 0 | 0 | 0 | 0.0023919 | 0.0024177 | 0.0017246 | 0 | 0 | 0.00028834 | 0 | 0 | 0 | 0 | 0.0026802 | 0.0024177 | 0.0017246 | 0 | 0 | 0.0068226 | 240168.546
624 | hvac_0017 | Console Water-to-Air Geothermal Heat Pump | FALSE | 12.4891 | Warehouse and Storage | GA, Bibb County | 12001_30000 | Small Packaged Unit | gen5_led | Georgia | 6.9044 | A: Non Food-Service Buildings with Small Packaged Units | 0.0005632 | 0.00067528 | 0 | 0 | 0 | 0.00095208 | 0.0024368 | 0.0016241 | 0 | 0 | 0.0011659 | 0 | 0 | 0 | 0 | 0.0021179 | 0.0024368 | 0.0016241 | 0 | 0 | 0.0061787 | 262270.6971
3981 | hvac_0017 | Console Water-to-Air Geothermal Heat Pump | FALSE | 33.8335 | Warehouse and Storage | GA, Bibb County | 1001_3000 | Small Packaged Unit | gen5_led | Georgia | 11.0431 | A: Non Food-Service Buildings with Small Packaged Units | 0.00028721 | 0.00030385 | 0 | 0 | 0 | 0.0008033 | 0.00072634 | 0.0010201 | 0 | 0 | 0 | 0 | 0 | 0 | 0 | 0.0008033 | 0.00072634 | 0.0010201 | 0 | 0 | 0.0025497 | 67666.9892
4225 | hvac_0017 | Console Water-to-Air Geothermal Heat Pump | FALSE | 59.1171 | Warehouse and Storage | GA, Bibb County | _1000 | Multizone CAV/VAV | gen2_t8_halogen | Georgia | 22.6306 | D: Buildings with Hydronically Heated Multizone Systems | 0.00044543 | 0.00045934 | 0 | 0 | 0 | 0.00085841 | 0.00068023 | 0.0014092 | 0 | 0 | 0.0016171 | 0 | 0 | 0 | 0 | 0.0024755 | 0.00068023 | 0.0014092 | 0 | 0 | 0.0045649 | 59117.1011
5292 | hvac_0017 | Console Water-to-Air Geothermal Heat Pump | FALSE | 0.61771 | Warehouse and Storage | GA, Bibb County | 200001_400000 | Small Packaged Unit | gen4_led | Georgia | 4.1946 | A: Non Food-Service Buildings with Small Packaged Units | 0.00024514 | 0.00031075 | 0 | 0 | 0 | 0.000323 | 0.001583 | 0.00064483 | 0 | 0 | 0.00010151 | 0 | 0 | 0 | 0 | 0.0004245 | 0.001583 | 0.00064483 | 0 | 0 | 0.0026523 | 185312.7503
5294 | hvac_0017 | Console Water-to-Air Geothermal Heat Pump | FALSE | 2.1123 | Warehouse and Storage | GA, Bibb County | 100001_150000 | Small Packaged Unit | gen2_t8_halogen | Georgia | 5.5023 | A: Non Food-Service Buildings with Small Packaged Units | 0.00048375 | 0.00056431 | 0 | 0 | 0 | 0.00067874 | 0.0022192 | 0.0015546 | 0 | 0 | 0.00050464 | 0 | 0 | 0 | 0 | 0.0011834 | 0.0022192 | 0.0015546 | 0 | 0 | 0.0049571 | 264034.7713
5295 | hvac_0017 | Console Water-to-Air Geothermal Heat Pump | FALSE | 3.6561 | Warehouse and Storage | GA, Bibb County | 80001_100000 | Small Packaged Unit | gen2_t8_halogen | Georgia | 6.8441 | A: Non Food-Service Buildings with Small Packaged Units | 0.00069379 | 0.00085574 | 0 | 0 | 0 | 0.0011973 | 0.0032032 | 0.0021381 | 0 | 0 | 0.0011459 | 0 | 0 | 0 | 0 | 0.0023431 | 0.0032032 | 0.0021381 | 0 | 0 | 0.0076844 | 329052.734
5297 | hvac_0017 | Console Water-to-Air Geothermal Heat Pump | FALSE | 1.1486 | Warehouse and Storage | GA, Bibb County | 150001_200000 | Small Packaged Unit | gen4_led | Georgia | 6.3759 | A: Non Food-Service Buildings with Small Packaged Units | 0.00041497 | 0.00050274 | 0 | 0 | 0 | 0.00068207 | 0.0022018 | 0.0011379 | 0 | 0 | 0.00035144 | 0 | 0 | 0 | 0 | 0.0010335 | 0.0022018 | 0.0011379 | 0 | 0 | 0.0043731 | 201013.0526
7187 | hvac_0017 | Console Water-to-Air Geothermal Heat Pump | TRUE | 0.94617 | Warehouse and Storage | GA, Bibb County | 40001_52000 | Residential Style Central Systems | gen2_t8_halogen | Georgia | 9.0852 | H: Buildings with Residential Style Central Systems | 0.00013772 | 0.00016079 | 0 | 0 | 0 | 0.00066348 | 0.0003851 | 0.00030065 | 0 | 0 | 0 | 0 | 0 | 0 | 0 | 0.00066348 | 0.0003851 | 0.00030065 | 0 | 0 | 0.0013492 | 43523.6177
18108 | hvac_0017 | Console Water-to-Air Geothermal Heat Pump | FALSE | 0.16497 | Warehouse and Storage | GA, Bibb County | over_1mil | Multizone CAV/VAV | gen2_t8_halogen | Georgia | 6.0053 | D: Buildings with Hydronically Heated Multizone Systems | 0.00034375 | 0.00042663 | 0 | 0 | 0 | 0.00049533 | 0.0018469 | 0.0010612 | 0 | 0 | 0.00031498 | 0 | 0 | 0 | 0 | 0.00081031 | 0.0018469 | 0.0010612 | 0 | 0 | 0.0037184 | 181468.3094
20450 | hvac_0017 | Console Water-to-Air Geothermal Heat Pump | FALSE | 0.32973 | Warehouse and Storage | GA, Bibb County | 600001_1mil | Small Packaged Unit | gen3_t5_cfl | Georgia | 5.7887 | A: Non Food-Service Buildings with Small Packaged Units | 0.00051326 | 0.0006209 | 0 | 0 | 0 | 0.0012075 | 0.0025386 | 0.0014642 | 0 | 0 | 0 | 0 | 0 | 0 | 0 | 0.0012075 | 0.0025386 | 0.0014642 | 0 | 0 | 0.0052103 | 263786.36
28219 | hvac_0017 | Console Water-to-Air Geothermal Heat Pump | TRUE | 0.083962 | Warehouse and Storage | GA, Bibb County | 400001_600000 | Residential Style Central Systems | gen5_led | Georgia | 5.7131 | H: Buildings with Residential Style Central Systems | 8.0063e-05 | 9.7523e-05 | 0 | 0 | 0 | 0.00021905 | 0.00041332 | 0.000186 | 0 | 0 | 0 | 0 | 0 | 0 | 0 | 0.00021905 | 0.00041332 | 0.000186 | 0 | 0 | 0.00081837 | 41981.0939
617 | hvac_0018 | Standard Performance HP RTU, Electric Backup | TRUE | 38.5393 | Warehouse and Storage | GA, Bibb County | 8001_12000 | Small Packaged Unit | gen4_led | Georgia | 7.7989 | A: Non Food-Service Buildings with Small Packaged Units | 0.0011594 | 0.0012154 | 0 | 0 | 0 | 0.0028101 | 0.0036663 | 0.003651 | 0 | 0 | 0.00012858 | 0 | 0 | 0 | 0 | 0.0029387 | 0.0036663 | 0.003651 | 0 | 0 | 0.010256 | 385392.7509
619 | hvac_0018 | Standard Performance HP RTU, Electric Backup | TRUE | 7.8598 | Warehouse and Storage | GA, Bibb County | 30001_40000 | Small Packaged Unit | gen5_led | Georgia | 7.1833 | A: Non Food-Service Buildings with Small Packaged Units | 0.00067899 | 0.00080004 | 0 | 0 | 0 | 0.0029169 | 0.0023121 | 0.0014475 | 0 | 0 | 6.6302e-05 | 0 | 0 | 0 | 0 | 0.0029832 | 0.0023121 | 0.0014475 | 0 | 0 | 0.0067427 | 275094.1758
621 | hvac_0018 | Standard Performance HP RTU, Electric Backup | TRUE | 45.9176 | Warehouse and Storage | GA, Bibb County | 3001_8000 | Small Packaged Unit | gen2_t8_halogen | Georgia | 9.2091 | A: Non Food-Service Buildings with Small Packaged Units | 0.00088883 | 0.00094556 | 0 | 0 | 0 | 0.0022444 | 0.0026265 | 0.0030622 | 0 | 0 | 2.6113e-06 | 0 | 0 | 0 | 0 | 0.002247 | 0.0026265 | 0.0030622 | 0 | 0 | 0.0079357 | 252546.8417
622 | hvac_0018 | Standard Performance HP RTU, Electric Backup | TRUE | 5.4264 | Warehouse and Storage | GA, Bibb County | 52001_64000 | Small Packaged Unit | gen2_t8_halogen | Georgia | 5.525 | A: Non Food-Service Buildings with Small Packaged Units | 0.0005709 | 0.00070568 | 0 | 0 | 0 | 0.0012295 | 0.0027499 | 0.0019275 | 0 | 0 | 2.6539e-05 | 0 | 0 | 0 | 0 | 0.001256 | 0.0027499 | 0.0019275 | 0 | 0 | 0.0059333 | 314731.7079
623 | hvac_0018 | Standard Performance HP RTU, Electric Backup | TRUE | 3.2022 | Warehouse and Storage | GA, Bibb County | 70001_80000 | Small Packaged Unit | gen2_t8_halogen | Georgia | 7.2576 | A: Non Food-Service Buildings with Small Packaged Units | 0.00058867 | 0.00070842 | 0 | 0 | 0 | 0.0017987 | 0.0024177 | 0.0017246 | 0 | 0 | 6.4345e-06 | 0 | 0 | 0 | 0 | 0.0018052 | 0.0024177 | 0.0017246 | 0 | 0 | 0.0059475 | 240168.546
624 | hvac_0018 | Standard Performance HP RTU, Electric Backup | TRUE | 12.4891 | Warehouse and Storage | GA, Bibb County | 12001_30000 | Small Packaged Unit | gen5_led | Georgia | 5.9164 | A: Non Food-Service Buildings with Small Packaged Units | 0.0005313 | 0.00062619 | 0 | 0 | 0 | 0.0011429 | 0.0024368 | 0.0016241 | 0 | 0 | 9.0674e-05 | 0 | 0 | 0 | 0 | 0.0012336 | 0.0024368 | 0.0016241 | 0 | 0 | 0.0052946 | 262270.6971
3981 | hvac_0018 | Standard Performance HP RTU, Electric Backup | TRUE | 33.8335 | Warehouse and Storage | GA, Bibb County | 1001_3000 | Small Packaged Unit | gen5_led | Georgia | 10.1514 | A: Non Food-Service Buildings with Small Packaged Units | 0.00026459 | 0.0002793 | 0 | 0 | 0 | 0.00059743 | 0.00072634 | 0.0010201 | 0 | 0 | 0 | 0 | 0 | 0 | 0 | 0.00059743 | 0.00072634 | 0.0010201 | 0 | 0 | 0.0023438 | 67666.9892
4225 | hvac_0018 | Standard Performance HP RTU, Electric Backup | FALSE | 59.1171 | Warehouse and Storage | GA, Bibb County | _1000 | Multizone CAV/VAV | gen2_t8_halogen | Georgia | 22.6306 | D: Buildings with Hydronically Heated Multizone Systems | 0.00044543 | 0.00045934 | 0 | 0 | 0 | 0.00085841 | 0.00068023 | 0.0014092 | 0 | 0 | 0.0016171 | 0 | 0 | 0 | 0 | 0.0024755 | 0.00068023 | 0.0014092 | 0 | 0 | 0.0045649 | 59117.1011
5292 | hvac_0018 | Standard Performance HP RTU, Electric Backup | TRUE | 0.61771 | Warehouse and Storage | GA, Bibb County | 200001_400000 | Small Packaged Unit | gen4_led | Georgia | 4.0944 | A: Non Food-Service Buildings with Small Packaged Units | 0.00024172 | 0.00030441 | 0 | 0 | 0 | 0.00028263 | 0.001583 | 0.00064483 | 0 | 0 | 7.8542e-05 | 0 | 0 | 0 | 0 | 0.00036117 | 0.001583 | 0.00064483 | 0 | 0 | 0.002589 | 185312.7503
5294 | hvac_0018 | Standard Performance HP RTU, Electric Backup | TRUE | 2.1123 | Warehouse and Storage | GA, Bibb County | 100001_150000 | Small Packaged Unit | gen2_t8_halogen | Georgia | 5.1075 | A: Non Food-Service Buildings with Small Packaged Units | 0.00047338 | 0.00054593 | 0 | 0 | 0 | 0.0007816 | 0.0022192 | 0.0015546 | 0 | 0 | 4.6147e-05 | 0 | 0 | 0 | 0 | 0.00082775 | 0.0022192 | 0.0015546 | 0 | 0 | 0.0046015 | 264034.7713
5295 | hvac_0018 | Standard Performance HP RTU, Electric Backup | TRUE | 3.6561 | Warehouse and Storage | GA, Bibb County | 80001_100000 | Small Packaged Unit | gen2_t8_halogen | Georgia | 6.1501 | A: Non Food-Service Buildings with Small Packaged Units | 0.00067414 | 0.00081844 | 0 | 0 | 0 | 0.0014791 | 0.0032032 | 0.0021381 | 0 | 0 | 8.4832e-05 | 0 | 0 | 0 | 0 | 0.0015639 | 0.0032032 | 0.0021381 | 0 | 0 | 0.0069052 | 329052.734
5297 | hvac_0018 | Standard Performance HP RTU, Electric Backup | TRUE | 1.1486 | Warehouse and Storage | GA, Bibb County | 150001_200000 | Small Packaged Unit | gen4_led | Georgia | 5.9272 | A: Non Food-Service Buildings with Small Packaged Units | 0.00040376 | 0.00048327 | 0 | 0 | 0 | 0.00070296 | 0.0022018 | 0.0011379 | 0 | 0 | 2.2754e-05 | 0 | 0 | 0 | 0 | 0.00072571 | 0.0022018 | 0.0011379 | 0 | 0 | 0.0040653 | 201013.0526
7187 | hvac_0018 | Standard Performance HP RTU, Electric Backup | FALSE | 0.94617 | Warehouse and Storage | GA, Bibb County | 40001_52000 | Residential Style Central Systems | gen2_t8_halogen | Georgia | 7.5961 | H: Buildings with Residential Style Central Systems | 0.0001002 | 0.00012757 | 0 | 0 | 0 | 0.00031123 | 0.0003851 | 0.00030065 | 0 | 0 | 0.00013111 | 0 | 0 | 0 | 0 | 0.00044234 | 0.0003851 | 0.00030065 | 0 | 0 | 0.0011281 | 43523.6177
18108 | hvac_0018 | Standard Performance HP RTU, Electric Backup | FALSE | 0.16497 | Warehouse and Storage | GA, Bibb County | over_1mil | Multizone CAV/VAV | gen2_t8_halogen | Georgia | 6.0053 | D: Buildings with Hydronically Heated Multizone Systems | 0.00034375 | 0.00042663 | 0 | 0 | 0 | 0.00049533 | 0.0018469 | 0.0010612 | 0 | 0 | 0.00031498 | 0 | 0 | 0 | 0 | 0.00081031 | 0.0018469 | 0.0010612 | 0 | 0 | 0.0037184 | 181468.3094
20450 | hvac_0018 | Standard Performance HP RTU, Electric Backup | TRUE | 0.32973 | Warehouse and Storage | GA, Bibb County | 600001_1mil | Small Packaged Unit | gen3_t5_cfl | Georgia | 5.4947 | A: Non Food-Service Buildings with Small Packaged Units | 0.00048257 | 0.00058936 | 0 | 0 | 0 | 0.00094289 | 0.0025386 | 0.0014642 | 0 | 0 | 0 | 0 | 0 | 0 | 0 | 0.00094289 | 0.0025386 | 0.0014642 | 0 | 0 | 0.0049457 | 263786.36
28219 | hvac_0018 | Standard Performance HP RTU, Electric Backup | FALSE | 0.083962 | Warehouse and Storage | GA, Bibb County | 400001_600000 | Residential Style Central Systems | gen5_led | Georgia | 5.5665 | H: Buildings with Residential Style Central Systems | 7.342e-05 | 9.2013e-05 | 0 | 0 | 0 | 0.00014058 | 0.00041332 | 0.000186 | 0 | 0 | 5.7475e-05 | 0 | 0 | 0 | 0 | 0.00019806 | 0.00041332 | 0.000186 | 0 | 0 | 0.00079738 | 41981.0939
617 | hvac_0019 | Standard Performance HP RTU, Electric Backup + Roof Insulation | TRUE | 38.5393 | Warehouse and Storage | GA, Bibb County | 8001_12000 | Small Packaged Unit | gen4_led | Georgia | 7.6861 | A: Non Food-Service Buildings with Small Packaged Units | 0.0011485 | 0.0011998 | 0 | 0 | 0 | 0.0027005 | 0.0036663 | 0.003651 | 0 | 0 | 8.9859e-05 | 0 | 0 | 0 | 0 | 0.0027904 | 0.0036663 | 0.003651 | 0 | 0 | 0.010107 | 385392.7509
619 | hvac_0019 | Standard Performance HP RTU, Electric Backup + Roof Insulation | TRUE | 7.8598 | Warehouse and Storage | GA, Bibb County | 30001_40000 | Small Packaged Unit | gen5_led | Georgia | 7.0784 | A: Non Food-Service Buildings with Small Packaged Units | 0.00067191 | 0.00078987 | 0 | 0 | 0 | 0.0028482 | 0.0023121 | 0.0014475 | 0 | 0 | 3.6504e-05 | 0 | 0 | 0 | 0 | 0.0028847 | 0.0023121 | 0.0014475 | 0 | 0 | 0.0066442 | 275094.1758
621 | hvac_0019 | Standard Performance HP RTU, Electric Backup + Roof Insulation | TRUE | 45.9176 | Warehouse and Storage | GA, Bibb County | 3001_8000 | Small Packaged Unit | gen2_t8_halogen | Georgia | 9.0899 | A: Non Food-Service Buildings with Small Packaged Units | 0.00088187 | 0.00093337 | 0 | 0 | 0 | 0.002143 | 0.0026265 | 0.0030622 | 0 | 0 | 8.7043e-07 | 0 | 0 | 0 | 0 | 0.0021439 | 0.0026265 | 0.0030622 | 0 | 0 | 0.007833 | 252546.8417
622 | hvac_0019 | Standard Performance HP RTU, Electric Backup + Roof Insulation | TRUE | 5.4264 | Warehouse and Storage | GA, Bibb County | 52001_64000 | Small Packaged Unit | gen2_t8_halogen | Georgia | 5.355 | A: Non Food-Service Buildings with Small Packaged Units | 0.00055622 | 0.00068467 | 0 | 0 | 0 | 0.0010612 | 0.0027499 | 0.0019275 | 0 | 0 | 1.219e-05 | 0 | 0 | 0 | 0 | 0.0010734 | 0.0027499 | 0.0019275 | 0 | 0 | 0.0057508 | 314731.7079
623 | hvac_0019 | Standard Performance HP RTU, Electric Backup + Roof Insulation | TRUE | 3.2022 | Warehouse and Storage | GA, Bibb County | 70001_80000 | Small Packaged Unit | gen2_t8_halogen | Georgia | 7.1145 | A: Non Food-Service Buildings with Small Packaged Units | 0.00057985 | 0.00069472 | 0 | 0 | 0 | 0.0016868 | 0.0024177 | 0.0017246 | 0 | 0 | 1.0623e-06 | 0 | 0 | 0 | 0 | 0.0016879 | 0.0024177 | 0.0017246 | 0 | 0 | 0.0058302 | 240168.546
624 | hvac_0019 | Standard Performance HP RTU, Electric Backup + Roof Insulation | TRUE | 12.4891 | Warehouse and Storage | GA, Bibb County | 12001_30000 | Small Packaged Unit | gen5_led | Georgia | 5.6877 | A: Non Food-Service Buildings with Small Packaged Units | 0.00051125 | 0.00060388 | 0 | 0 | 0 | 0.00097788 | 0.0024368 | 0.0016241 | 0 | 0 | 5.1256e-05 | 0 | 0 | 0 | 0 | 0.0010291 | 0.0024368 | 0.0016241 | 0 | 0 | 0.0050899 | 262270.6971
3981 | hvac_0019 | Standard Performance HP RTU, Electric Backup + Roof Insulation | TRUE | 33.8335 | Warehouse and Storage | GA, Bibb County | 1001_3000 | Small Packaged Unit | gen5_led | Georgia | 10.0264 | A: Non Food-Service Buildings with Small Packaged Units | 0.00026243 | 0.00027588 | 0 | 0 | 0 | 0.00056889 | 0.00072634 | 0.0010201 | 0 | 0 | 0 | 0 | 0 | 0 | 0 | 0.00056889 | 0.00072634 | 0.0010201 | 0 | 0 | 0.002315 | 67666.9892
4225 | hvac_0019 | Standard Performance HP RTU, Electric Backup + Roof Insulation | FALSE | 59.1171 | Warehouse and Storage | GA, Bibb County | _1000 | Multizone CAV/VAV | gen2_t8_halogen | Georgia | 22.6306 | D: Buildings with Hydronically Heated Multizone Systems | 0.00044543 | 0.00045934 | 0 | 0 | 0 | 0.00085841 | 0.00068023 | 0.0014092 | 0 | 0 | 0.0016171 | 0 | 0 | 0 | 0 | 0.0024755 | 0.00068023 | 0.0014092 | 0 | 0 | 0.0045649 | 59117.1011
5292 | hvac_0019 | Standard Performance HP RTU, Electric Backup + Roof Insulation | TRUE | 0.61771 | Warehouse and Storage | GA, Bibb County | 200001_400000 | Small Packaged Unit | gen4_led | Georgia | 4.0114 | A: Non Food-Service Buildings with Small Packaged Units | 0.00023837 | 0.00030055 | 0 | 0 | 0 | 0.000276 | 0.001583 | 0.00064483 | 0 | 0 | 3.2664e-05 | 0 | 0 | 0 | 0 | 0.00030866 | 0.001583 | 0.00064483 | 0 | 0 | 0.0025365 | 185312.7503
5294 | hvac_0019 | Standard Performance HP RTU, Electric Backup + Roof Insulation | TRUE | 2.1123 | Warehouse and Storage | GA, Bibb County | 100001_150000 | Small Packaged Unit | gen2_t8_halogen | Georgia | 4.9261 | A: Non Food-Service Buildings with Small Packaged Units | 0.00045784 | 0.00052808 | 0 | 0 | 0 | 0.00064915 | 0.0022192 | 0.0015546 | 0 | 0 | 1.5156e-05 | 0 | 0 | 0 | 0 | 0.0006643 | 0.0022192 | 0.0015546 | 0 | 0 | 0.0044381 | 264034.7713
5295 | hvac_0019 | Standard Performance HP RTU, Electric Backup + Roof Insulation | TRUE | 3.6561 | Warehouse and Storage | GA, Bibb County | 80001_100000 | Small Packaged Unit | gen2_t8_halogen | Georgia | 5.9208 | A: Non Food-Service Buildings with Small Packaged Units | 0.00065045 | 0.00079009 | 0 | 0 | 0 | 0.0012662 | 0.0032032 | 0.0021381 | 0 | 0 | 4.0337e-05 | 0 | 0 | 0 | 0 | 0.0013065 | 0.0032032 | 0.0021381 | 0 | 0 | 0.0066478 | 329052.734
5297 | hvac_0019 | Standard Performance HP RTU, Electric Backup + Roof Insulation | TRUE | 1.1486 | Warehouse and Storage | GA, Bibb County | 150001_200000 | Small Packaged Unit | gen4_led | Georgia | 5.7612 | A: Non Food-Service Buildings with Small Packaged Units | 0.0003935 | 0.00047043 | 0 | 0 | 0 | 0.00060312 | 0.0022018 | 0.0011379 | 0 | 0 | 8.7314e-06 | 0 | 0 | 0 | 0 | 0.00061185 | 0.0022018 | 0.0011379 | 0 | 0 | 0.0039515 | 201013.0526
7187 | hvac_0019 | Standard Performance HP RTU, Electric Backup + Roof Insulation | FALSE | 0.94617 | Warehouse and Storage | GA, Bibb County | 40001_52000 | Residential Style Central Systems | gen2_t8_halogen | Georgia | 7.5961 | H: Buildings with Residential Style Central Systems | 0.0001002 | 0.00012757 | 0 | 0 | 0 | 0.00031123 | 0.0003851 | 0.00030065 | 0 | 0 | 0.00013111 | 0 | 0 | 0 | 0 | 0.00044234 | 0.0003851 | 0.00030065 | 0 | 0 | 0.0011281 | 43523.6177
18108 | hvac_0019 | Standard Performance HP RTU, Electric Backup + Roof Insulation | FALSE | 0.16497 | Warehouse and Storage | GA, Bibb County | over_1mil | Multizone CAV/VAV | gen2_t8_halogen | Georgia | 6.0053 | D: Buildings with Hydronically Heated Multizone Systems | 0.00034375 | 0.00042663 | 0 | 0 | 0 | 0.00049533 | 0.0018469 | 0.0010612 | 0 | 0 | 0.00031498 | 0 | 0 | 0 | 0 | 0.00081031 | 0.0018469 | 0.0010612 | 0 | 0 | 0.0037184 | 181468.3094
20450 | hvac_0019 | Standard Performance HP RTU, Electric Backup + Roof Insulation | TRUE | 0.32973 | Warehouse and Storage | GA, Bibb County | 600001_1mil | Small Packaged Unit | gen3_t5_cfl | Georgia | 5.308 | A: Non Food-Service Buildings with Small Packaged Units | 0.00046524 | 0.00056934 | 0 | 0 | 0 | 0.00077485 | 0.0025386 | 0.0014642 | 0 | 0 | 0 | 0 | 0 | 0 | 0 | 0.00077485 | 0.0025386 | 0.0014642 | 0 | 0 | 0.0047776 | 263786.36
28219 | hvac_0019 | Standard Performance HP RTU, Electric Backup + Roof Insulation | FALSE | 0.083962 | Warehouse and Storage | GA, Bibb County | 400001_600000 | Residential Style Central Systems | gen5_led | Georgia | 5.5665 | H: Buildings with Residential Style Central Systems | 7.342e-05 | 9.2013e-05 | 0 | 0 | 0 | 0.00014058 | 0.00041332 | 0.000186 | 0 | 0 | 5.7475e-05 | 0 | 0 | 0 | 0 | 0.00019806 | 0.00041332 | 0.000186 | 0 | 0 | 0.00079738 | 41981.0939
617 | hvac_0020 | Standard Performance HP RTU, Electric Backup, 32F Minimum Compressor Lockout | TRUE | 38.5393 | Warehouse and Storage | GA, Bibb County | 8001_12000 | Small Packaged Unit | gen4_led | Georgia | 8.0006 | A: Non Food-Service Buildings with Small Packaged Units | 0.0011956 | 0.001247 | 0 | 0 | 0 | 0.0030753 | 0.0036663 | 0.003651 | 0 | 0 | 0.00012858 | 0 | 0 | 0 | 0 | 0.0032039 | 0.0036663 | 0.003651 | 0 | 0 | 0.010521 | 385392.7509
619 | hvac_0020 | Standard Performance HP RTU, Electric Backup, 32F Minimum Compressor Lockout | TRUE | 7.8598 | Warehouse and Storage | GA, Bibb County | 30001_40000 | Small Packaged Unit | gen5_led | Georgia | 7.2533 | A: Non Food-Service Buildings with Small Packaged Units | 0.0006885 | 0.00080787 | 0 | 0 | 0 | 0.0029826 | 0.0023121 | 0.0014475 | 0 | 0 | 6.6302e-05 | 0 | 0 | 0 | 0 | 0.0030489 | 0.0023121 | 0.0014475 | 0 | 0 | 0.0068084 | 275094.1758
621 | hvac_0020 | Standard Performance HP RTU, Electric Backup, 32F Minimum Compressor Lockout | TRUE | 45.9176 | Warehouse and Storage | GA, Bibb County | 3001_8000 | Small Packaged Unit | gen2_t8_halogen | Georgia | 9.3197 | A: Non Food-Service Buildings with Small Packaged Units | 0.00090237 | 0.00095689 | 0 | 0 | 0 | 0.0023393 | 0.0026265 | 0.0030622 | 0 | 0 | 2.6113e-06 | 0 | 0 | 0 | 0 | 0.0023419 | 0.0026265 | 0.0030622 | 0 | 0 | 0.008031 | 252546.8417
622 | hvac_0020 | Standard Performance HP RTU, Electric Backup, 32F Minimum Compressor Lockout | TRUE | 5.4264 | Warehouse and Storage | GA, Bibb County | 52001_64000 | Small Packaged Unit | gen2_t8_halogen | Georgia | 5.6402 | A: Non Food-Service Buildings with Small Packaged Units | 0.00058854 | 0.00072042 | 0 | 0 | 0 | 0.0013532 | 0.0027499 | 0.0019275 | 0 | 0 | 2.6539e-05 | 0 | 0 | 0 | 0 | 0.0013798 | 0.0027499 | 0.0019275 | 0 | 0 | 0.0060571 | 314731.7079
623 | hvac_0020 | Standard Performance HP RTU, Electric Backup, 32F Minimum Compressor Lockout | TRUE | 3.2022 | Warehouse and Storage | GA, Bibb County | 70001_80000 | Small Packaged Unit | gen2_t8_halogen | Georgia | 7.3611 | A: Non Food-Service Buildings with Small Packaged Units | 0.0006011 | 0.00071853 | 0 | 0 | 0 | 0.0018836 | 0.0024177 | 0.0017246 | 0 | 0 | 6.4345e-06 | 0 | 0 | 0 | 0 | 0.00189 | 0.0024177 | 0.0017246 | 0 | 0 | 0.0060323 | 240168.546
624 | hvac_0020 | Standard Performance HP RTU, Electric Backup, 32F Minimum Compressor Lockout | TRUE | 12.4891 | Warehouse and Storage | GA, Bibb County | 12001_30000 | Small Packaged Unit | gen5_led | Georgia | 6.1813 | A: Non Food-Service Buildings with Small Packaged Units | 0.00056524 | 0.00065446 | 0 | 0 | 0 | 0.0013801 | 0.0024368 | 0.0016241 | 0 | 0 | 9.0674e-05 | 0 | 0 | 0 | 0 | 0.0014708 | 0.0024368 | 0.0016241 | 0 | 0 | 0.0055317 | 262270.6971
3981 | hvac_0020 | Standard Performance HP RTU, Electric Backup, 32F Minimum Compressor Lockout | TRUE | 33.8335 | Warehouse and Storage | GA, Bibb County | 1001_3000 | Small Packaged Unit | gen5_led | Georgia | 10.3778 | A: Non Food-Service Buildings with Small Packaged Units | 0.00027221 | 0.00028553 | 0 | 0 | 0 | 0.0006497 | 0.00072634 | 0.0010201 | 0 | 0 | 0 | 0 | 0 | 0 | 0 | 0.0006497 | 0.00072634 | 0.0010201 | 0 | 0 | 0.0023961 | 67666.9892
4225 | hvac_0020 | Standard Performance HP RTU, Electric Backup, 32F Minimum Compressor Lockout | FALSE | 59.1171 | Warehouse and Storage | GA, Bibb County | _1000 | Multizone CAV/VAV | gen2_t8_halogen | Georgia | 22.6306 | D: Buildings with Hydronically Heated Multizone Systems | 0.00044543 | 0.00045934 | 0 | 0 | 0 | 0.00085841 | 0.00068023 | 0.0014092 | 0 | 0 | 0.0016171 | 0 | 0 | 0 | 0 | 0.0024755 | 0.00068023 | 0.0014092 | 0 | 0 | 0.0045649 | 59117.1011
5292 | hvac_0020 | Standard Performance HP RTU, Electric Backup, 32F Minimum Compressor Lockout | TRUE | 0.61771 | Warehouse and Storage | GA, Bibb County | 200001_400000 | Small Packaged Unit | gen4_led | Georgia | 4.105 | A: Non Food-Service Buildings with Small Packaged Units | 0.00024264 | 0.0003052 | 0 | 0 | 0 | 0.0002893 | 0.001583 | 0.00064483 | 0 | 0 | 7.853e-05 | 0 | 0 | 0 | 0 | 0.00036783 | 0.001583 | 0.00064483 | 0 | 0 | 0.0025956 | 185312.7503
5294 | hvac_0020 | Standard Performance HP RTU, Electric Backup, 32F Minimum Compressor Lockout | TRUE | 2.1123 | Warehouse and Storage | GA, Bibb County | 100001_150000 | Small Packaged Unit | gen2_t8_halogen | Georgia | 5.2086 | A: Non Food-Service Buildings with Small Packaged Units | 0.000486 | 0.00055679 | 0 | 0 | 0 | 0.00087272 | 0.0022192 | 0.0015546 | 0 | 0 | 4.6127e-05 | 0 | 0 | 0 | 0 | 0.00091884 | 0.0022192 | 0.0015546 | 0 | 0 | 0.0046926 | 264034.7713
5295 | hvac_0020 | Standard Performance HP RTU, Electric Backup, 32F Minimum Compressor Lockout | TRUE | 3.6561 | Warehouse and Storage | GA, Bibb County | 80001_100000 | Small Packaged Unit | gen2_t8_halogen | Georgia | 6.3853 | A: Non Food-Service Buildings with Small Packaged Units | 0.00071153 | 0.00084991 | 0 | 0 | 0 | 0.0017432 | 0.0032032 | 0.0021381 | 0 | 0 | 8.4901e-05 | 0 | 0 | 0 | 0 | 0.0018281 | 0.0032032 | 0.0021381 | 0 | 0 | 0.0071693 | 329052.734
5297 | hvac_0020 | Standard Performance HP RTU, Electric Backup, 32F Minimum Compressor Lockout | TRUE | 1.1486 | Warehouse and Storage | GA, Bibb County | 150001_200000 | Small Packaged Unit | gen4_led | Georgia | 6.0264 | A: Non Food-Service Buildings with Small Packaged Units | 0.00041335 | 0.00049138 | 0 | 0 | 0 | 0.00077098 | 0.0022018 | 0.0011379 | 0 | 0 | 2.2787e-05 | 0 | 0 | 0 | 0 | 0.00079376 | 0.0022018 | 0.0011379 | 0 | 0 | 0.0041334 | 201013.0526
7187 | hvac_0020 | Standard Performance HP RTU, Electric Backup, 32F Minimum Compressor Lockout | FALSE | 0.94617 | Warehouse and Storage | GA, Bibb County | 40001_52000 | Residential Style Central Systems | gen2_t8_halogen | Georgia | 7.5961 | H: Buildings with Residential Style Central Systems | 0.0001002 | 0.00012757 | 0 | 0 | 0 | 0.00031123 | 0.0003851 | 0.00030065 | 0 | 0 | 0.00013111 | 0 | 0 | 0 | 0 | 0.00044234 | 0.0003851 | 0.00030065 | 0 | 0 | 0.0011281 | 43523.6177
18108 | hvac_0020 | Standard Performance HP RTU, Electric Backup, 32F Minimum Compressor Lockout | FALSE | 0.16497 | Warehouse and Storage | GA, Bibb County | over_1mil | Multizone CAV/VAV | gen2_t8_halogen | Georgia | 6.0053 | D: Buildings with Hydronically Heated Multizone Systems | 0.00034375 | 0.00042663 | 0 | 0 | 0 | 0.00049533 | 0.0018469 | 0.0010612 | 0 | 0 | 0.00031498 | 0 | 0 | 0 | 0 | 0.00081031 | 0.0018469 | 0.0010612 | 0 | 0 | 0.0037184 | 181468.3094
20450 | hvac_0020 | Standard Performance HP RTU, Electric Backup, 32F Minimum Compressor Lockout | TRUE | 0.32973 | Warehouse and Storage | GA, Bibb County | 600001_1mil | Small Packaged Unit | gen3_t5_cfl | Georgia | 5.6651 | A: Non Food-Service Buildings with Small Packaged Units | 0.00050435 | 0.00060764 | 0 | 0 | 0 | 0.0010963 | 0.0025386 | 0.0014642 | 0 | 0 | 0 | 0 | 0 | 0 | 0 | 0.0010963 | 0.0025386 | 0.0014642 | 0 | 0 | 0.005099 | 263786.36
28219 | hvac_0020 | Standard Performance HP RTU, Electric Backup, 32F Minimum Compressor Lockout | FALSE | 0.083962 | Warehouse and Storage | GA, Bibb County | 400001_600000 | Residential Style Central Systems | gen5_led | Georgia | 5.5665 | H: Buildings with Residential Style Central Systems | 7.342e-05 | 9.2013e-05 | 0 | 0 | 0 | 0.00014058 | 0.00041332 | 0.000186 | 0 | 0 | 5.7475e-05 | 0 | 0 | 0 | 0 | 0.00019806 | 0.00041332 | 0.000186 | 0 | 0 | 0.00079738 | 41981.0939
617 | hvac_0021 | Cold Climate Challenge HP RTU, Electric Backup | TRUE | 38.5393 | Warehouse and Storage | GA, Bibb County | 8001_12000 | Small Packaged Unit | gen4_led | Georgia | 7.3544 | A: Non Food-Service Buildings with Small Packaged Units | 0.001093 | 0.0011458 | 0 | 0 | 0 | 0.0022257 | 0.0036663 | 0.003651 | 0 | 0 | 0.00012858 | 0 | 0 | 0 | 0 | 0.0023542 | 0.0036663 | 0.003651 | 0 | 0 | 0.0096712 | 385392.7509
619 | hvac_0021 | Cold Climate Challenge HP RTU, Electric Backup | TRUE | 7.8598 | Warehouse and Storage | GA, Bibb County | 30001_40000 | Small Packaged Unit | gen5_led | Georgia | 6.5948 | A: Non Food-Service Buildings with Small Packaged Units | 0.00062398 | 0.00073422 | 0 | 0 | 0 | 0.0023646 | 0.0023121 | 0.0014475 | 0 | 0 | 6.6302e-05 | 0 | 0 | 0 | 0 | 0.0024309 | 0.0023121 | 0.0014475 | 0 | 0 | 0.0061903 | 275094.1758
621 | hvac_0021 | Cold Climate Challenge HP RTU, Electric Backup | TRUE | 45.9176 | Warehouse and Storage | GA, Bibb County | 3001_8000 | Small Packaged Unit | gen2_t8_halogen | Georgia | 8.6561 | A: Non Food-Service Buildings with Small Packaged Units | 0.00083535 | 0.00088877 | 0 | 0 | 0 | 0.0017683 | 0.0026265 | 0.0030622 | 0 | 0 | 2.6113e-06 | 0 | 0 | 0 | 0 | 0.0017709 | 0.0026265 | 0.0030622 | 0 | 0 | 0.0074591 | 252546.8417
622 | hvac_0021 | Cold Climate Challenge HP RTU, Electric Backup | TRUE | 5.4264 | Warehouse and Storage | GA, Bibb County | 52001_64000 | Small Packaged Unit | gen2_t8_halogen | Georgia | 5.3293 | A: Non Food-Service Buildings with Small Packaged Units | 0.00054994 | 0.00068063 | 0 | 0 | 0 | 0.0010193 | 0.0027499 | 0.0019275 | 0 | 0 | 2.6539e-05 | 0 | 0 | 0 | 0 | 0.0010458 | 0.0027499 | 0.0019275 | 0 | 0 | 0.0057232 | 314731.7079
623 | hvac_0021 | Cold Climate Challenge HP RTU, Electric Backup | TRUE | 3.2022 | Warehouse and Storage | GA, Bibb County | 70001_80000 | Small Packaged Unit | gen2_t8_halogen | Georgia | 6.8406 | A: Non Food-Service Buildings with Small Packaged Units | 0.00055334 | 0.0006677 | 0 | 0 | 0 | 0.0014571 | 0.0024177 | 0.0017246 | 0 | 0 | 6.4042e-06 | 0 | 0 | 0 | 0 | 0.0014635 | 0.0024177 | 0.0017246 | 0 | 0 | 0.0056058 | 240168.546
624 | hvac_0021 | Cold Climate Challenge HP RTU, Electric Backup | TRUE | 12.4891 | Warehouse and Storage | GA, Bibb County | 12001_30000 | Small Packaged Unit | gen5_led | Georgia | 5.7552 | A: Non Food-Service Buildings with Small Packaged Units | 0.00051826 | 0.00060901 | 0 | 0 | 0 | 0.00099872 | 0.0024368 | 0.0016241 | 0 | 0 | 9.0674e-05 | 0 | 0 | 0 | 0 | 0.0010894 | 0.0024368 | 0.0016241 | 0 | 0 | 0.0051503 | 262270.6971
3981 | hvac_0021 | Cold Climate Challenge HP RTU, Electric Backup | TRUE | 33.8335 | Warehouse and Storage | GA, Bibb County | 1001_3000 | Small Packaged Unit | gen5_led | Georgia | 9.7 | A: Non Food-Service Buildings with Small Packaged Units | 0.00025353 | 0.00026689 | 0 | 0 | 0 | 0.00049321 | 0.00072634 | 0.0010201 | 0 | 0 | 0 | 0 | 0 | 0 | 0 | 0.00049321 | 0.00072634 | 0.0010201 | 0 | 0 | 0.0022396 | 67666.9892
4225 | hvac_0021 | Cold Climate Challenge HP RTU, Electric Backup | FALSE | 59.1171 | Warehouse and Storage | GA, Bibb County | _1000 | Multizone CAV/VAV | gen2_t8_halogen | Georgia | 22.6306 | D: Buildings with Hydronically Heated Multizone Systems | 0.00044543 | 0.00045934 | 0 | 0 | 0 | 0.00085841 | 0.00068023 | 0.0014092 | 0 | 0 | 0.0016171 | 0 | 0 | 0 | 0 | 0.0024755 | 0.00068023 | 0.0014092 | 0 | 0 | 0.0045649 | 59117.1011
5292 | hvac_0021 | Cold Climate Challenge HP RTU, Electric Backup | TRUE | 0.61771 | Warehouse and Storage | GA, Bibb County | 200001_400000 | Small Packaged Unit | gen4_led | Georgia | 4.0512 | A: Non Food-Service Buildings with Small Packaged Units | 0.00023946 | 0.00030115 | 0 | 0 | 0 | 0.00025528 | 0.001583 | 0.00064483 | 0 | 0 | 7.8547e-05 | 0 | 0 | 0 | 0 | 0.00033383 | 0.001583 | 0.00064483 | 0 | 0 | 0.0025616 | 185312.7503
5294 | hvac_0021 | Cold Climate Challenge HP RTU, Electric Backup | TRUE | 2.1123 | Warehouse and Storage | GA, Bibb County | 100001_150000 | Small Packaged Unit | gen2_t8_halogen | Georgia | 4.9698 | A: Non Food-Service Buildings with Small Packaged Units | 0.00046075 | 0.00053115 | 0 | 0 | 0 | 0.00065751 | 0.0022192 | 0.0015546 | 0 | 0 | 4.6147e-05 | 0 | 0 | 0 | 0 | 0.00070366 | 0.0022192 | 0.0015546 | 0 | 0 | 0.0044774 | 264034.7713
5295 | hvac_0021 | Cold Climate Challenge HP RTU, Electric Backup | TRUE | 3.6561 | Warehouse and Storage | GA, Bibb County | 80001_100000 | Small Packaged Unit | gen2_t8_halogen | Georgia | 5.9544 | A: Non Food-Service Buildings with Small Packaged Units | 0.00065392 | 0.00079225 | 0 | 0 | 0 | 0.0012593 | 0.0032032 | 0.0021381 | 0 | 0 | 8.4832e-05 | 0 | 0 | 0 | 0 | 0.0013442 | 0.0032032 | 0.0021381 | 0 | 0 | 0.0066854 | 329052.734
5297 | hvac_0021 | Cold Climate Challenge HP RTU, Electric Backup | TRUE | 1.1486 | Warehouse and Storage | GA, Bibb County | 150001_200000 | Small Packaged Unit | gen4_led | Georgia | 5.756 | A: Non Food-Service Buildings with Small Packaged Units | 0.00039246 | 0.00046928 | 0 | 0 | 0 | 0.00058555 | 0.0022018 | 0.0011379 | 0 | 0 | 2.2754e-05 | 0 | 0 | 0 | 0 | 0.0006083 | 0.0022018 | 0.0011379 | 0 | 0 | 0.0039479 | 201013.0526
7187 | hvac_0021 | Cold Climate Challenge HP RTU, Electric Backup | FALSE | 0.94617 | Warehouse and Storage | GA, Bibb County | 40001_52000 | Residential Style Central Systems | gen2_t8_halogen | Georgia | 7.5961 | H: Buildings with Residential Style Central Systems | 0.0001002 | 0.00012757 | 0 | 0 | 0 | 0.00031123 | 0.0003851 | 0.00030065 | 0 | 0 | 0.00013111 | 0 | 0 | 0 | 0 | 0.00044234 | 0.0003851 | 0.00030065 | 0 | 0 | 0.0011281 | 43523.6177
18108 | hvac_0021 | Cold Climate Challenge HP RTU, Electric Backup | FALSE | 0.16497 | Warehouse and Storage | GA, Bibb County | over_1mil | Multizone CAV/VAV | gen2_t8_halogen | Georgia | 6.0053 | D: Buildings with Hydronically Heated Multizone Systems | 0.00034375 | 0.00042663 | 0 | 0 | 0 | 0.00049533 | 0.0018469 | 0.0010612 | 0 | 0 | 0.00031498 | 0 | 0 | 0 | 0 | 0.00081031 | 0.0018469 | 0.0010612 | 0 | 0 | 0.0037184 | 181468.3094
20450 | hvac_0021 | Cold Climate Challenge HP RTU, Electric Backup | TRUE | 0.32973 | Warehouse and Storage | GA, Bibb County | 600001_1mil | Small Packaged Unit | gen3_t5_cfl | Georgia | 5.3315 | A: Non Food-Service Buildings with Small Packaged Units | 0.00046906 | 0.00057186 | 0 | 0 | 0 | 0.00079597 | 0.0025386 | 0.0014642 | 0 | 0 | 0 | 0 | 0 | 0 | 0 | 0.00079597 | 0.0025386 | 0.0014642 | 0 | 0 | 0.0047987 | 263786.36
28219 | hvac_0021 | Cold Climate Challenge HP RTU, Electric Backup | FALSE | 0.083962 | Warehouse and Storage | GA, Bibb County | 400001_600000 | Residential Style Central Systems | gen5_led | Georgia | 5.5665 | H: Buildings with Residential Style Central Systems | 7.342e-05 | 9.2013e-05 | 0 | 0 | 0 | 0.00014058 | 0.00041332 | 0.000186 | 0 | 0 | 5.7475e-05 | 0 | 0 | 0 | 0 | 0.00019806 | 0.00041332 | 0.000186 | 0 | 0 | 0.00079738 | 41981.0939
617 | hvac_0022 | Ideal Thermal Air Loads | TRUE | 38.5393 | Warehouse and Storage | GA, Bibb County | 8001_12000 | Small Packaged Unit | gen4_led | Georgia | 9.6942 | A: Non Food-Service Buildings with Small Packaged Units | 0.00083844 | 0.00087195 | 0.0035936 | 0.0018377 | 0 | 0 | 0.0036663 | 0.003651 | 0 | 0 | 0 | 0 | 0 | 0 | 0 | 0.0054314 | 0.0036663 | 0.003651 | 0 | 0 | 0.012748 | 385392.7509
619 | hvac_0022 | Ideal Thermal Air Loads | TRUE | 7.8598 | Warehouse and Storage | GA, Bibb County | 30001_40000 | Small Packaged Unit | gen5_led | Georgia | 9.0602 | A: Non Food-Service Buildings with Small Packaged Units | 0.00037708 | 0.00044802 | 0.0042066 | 0.00053831 | 0 | 0 | 0.0023121 | 0.0014475 | 0 | 0 | 0 | 0 | 0 | 0 | 0 | 0.0047449 | 0.0023121 | 0.0014475 | 0 | 0 | 0.0085045 | 275094.1758
621 | hvac_0022 | Ideal Thermal Air Loads | TRUE | 45.9176 | Warehouse and Storage | GA, Bibb County | 3001_8000 | Small Packaged Unit | gen2_t8_halogen | Georgia | 12.0419 | A: Non Food-Service Buildings with Small Packaged Units | 0.00064727 | 0.00067792 | 0.0042747 | 0.00041345 | 0 | 0 | 0.0026265 | 0.0030622 | 0 | 0 | 0 | 0 | 0 | 0 | 0 | 0.0046881 | 0.0026265 | 0.0030622 | 0 | 0 | 0.010377 | 252546.8417
622 | hvac_0022 | Ideal Thermal Air Loads | TRUE | 5.4264 | Warehouse and Storage | GA, Bibb County | 52001_64000 | Small Packaged Unit | gen2_t8_halogen | Georgia | 7.2838 | A: Non Food-Service Buildings with Small Packaged Units | 0.00045137 | 0.00055739 | 0.0027636 | 0.00038117 | 0 | 0 | 0.0027499 | 0.0019275 | 0 | 0 | 0 | 0 | 0 | 0 | 0 | 0.0031448 | 0.0027499 | 0.0019275 | 0 | 0 | 0.0078222 | 314731.7079
623 | hvac_0022 | Ideal Thermal Air Loads | TRUE | 3.2022 | Warehouse and Storage | GA, Bibb County | 70001_80000 | Small Packaged Unit | gen2_t8_halogen | Georgia | 8.2634 | A: Non Food-Service Buildings with Small Packaged Units | 0.00040411 | 0.00049363 | 0.002311 | 0.00031836 | 0 | 0 | 0.0024177 | 0.0017246 | 0 | 0 | 0 | 0 | 0 | 0 | 0 | 0.0026294 | 0.0024177 | 0.0017246 | 0 | 0 | 0.0067717 | 240168.546
624 | hvac_0022 | Ideal Thermal Air Loads | TRUE | 12.4891 | Warehouse and Storage | GA, Bibb County | 12001_30000 | Small Packaged Unit | gen5_led | Georgia | 7.9242 | A: Non Food-Service Buildings with Small Packaged Units | 0.0004095 | 0.00048393 | 0.002063 | 0.00096759 | 0 | 0 | 0.0024368 | 0.0016241 | 0 | 0 | 0 | 0 | 0 | 0 | 0 | 0.0030306 | 0.0024368 | 0.0016241 | 0 | 0 | 0.0070914 | 262270.6971
3981 | hvac_0022 | Ideal Thermal Air Loads | TRUE | 33.8335 | Warehouse and Storage | GA, Bibb County | 1001_3000 | Small Packaged Unit | gen5_led | Georgia | 14.9611 | A: Non Food-Service Buildings with Small Packaged Units | 0.00020376 | 0.00020811 | 0.0014841 | 0.00022383 | 0 | 0 | 0.00072634 | 0.0010201 | 0 | 0 | 0 | 0 | 0 | 0 | 0 | 0.0017079 | 0.00072634 | 0.0010201 | 0 | 0 | 0.0034544 | 67666.9892
4225 | hvac_0022 | Ideal Thermal Air Loads | TRUE | 59.1171 | Warehouse and Storage | GA, Bibb County | _1000 | Multizone CAV/VAV | gen2_t8_halogen | Georgia | 20.1556 | D: Buildings with Hydronically Heated Multizone Systems | 0.00025344 | 0.00024899 | 0.0010747 | 0.00090156 | 0 | 0 | 0.00068023 | 0.0014092 | 0 | 0 | 0 | 0 | 0 | 0 | 0 | 0.0019763 | 0.00068023 | 0.0014092 | 0 | 0 | 0.0040657 | 59117.1011
5292 | hvac_0022 | Ideal Thermal Air Loads | TRUE | 0.61771 | Warehouse and Storage | GA, Bibb County | 200001_400000 | Small Packaged Unit | gen4_led | Georgia | 4.7088 | A: Non Food-Service Buildings with Small Packaged Units | 0.00021268 | 0.00026548 | 0.00066459 | 8.5081e-05 | 0 | 0 | 0.001583 | 0.00064483 | 0 | 0 | 0 | 0 | 0 | 0 | 0 | 0.00074967 | 0.001583 | 0.00064483 | 0 | 0 | 0.0029775 | 185312.7503
5294 | hvac_0022 | Ideal Thermal Air Loads | TRUE | 2.1123 | Warehouse and Storage | GA, Bibb County | 100001_150000 | Small Packaged Unit | gen2_t8_halogen | Georgia | 6.2959 | A: Non Food-Service Buildings with Small Packaged Units | 0.00038934 | 0.00044971 | 0.0014733 | 0.00042512 | 0 | 0 | 0.0022192 | 0.0015546 | 0 | 0 | 0 | 0 | 0 | 0 | 0 | 0.0018984 | 0.0022192 | 0.0015546 | 0 | 0 | 0.0056721 | 264034.7713
5295 | hvac_0022 | Ideal Thermal Air Loads | TRUE | 3.6561 | Warehouse and Storage | GA, Bibb County | 80001_100000 | Small Packaged Unit | gen2_t8_halogen | Georgia | 7.8956 | A: Non Food-Service Buildings with Small Packaged Units | 0.00051747 | 0.0006365 | 0.0025811 | 0.00094254 | 0 | 0 | 0.0032032 | 0.0021381 | 0 | 0 | 0 | 0 | 0 | 0 | 0 | 0.0035237 | 0.0032032 | 0.0021381 | 0 | 0 | 0.0088649 | 329052.734
5297 | hvac_0022 | Ideal Thermal Air Loads | TRUE | 1.1486 | Warehouse and Storage | GA, Bibb County | 150001_200000 | Small Packaged Unit | gen4_led | Georgia | 7.4025 | A: Non Food-Service Buildings with Small Packaged Units | 0.00033257 | 0.00039798 | 0.0014403 | 0.00029731 | 0 | 0 | 0.0022018 | 0.0011379 | 0 | 0 | 0 | 0 | 0 | 0 | 0 | 0.0017377 | 0.0022018 | 0.0011379 | 0 | 0 | 0.0050773 | 201013.0526
7187 | hvac_0022 | Ideal Thermal Air Loads | TRUE | 0.94617 | Warehouse and Storage | GA, Bibb County | 40001_52000 | Residential Style Central Systems | gen2_t8_halogen | Georgia | 10.1331 | H: Buildings with Residential Style Central Systems | 6.7487e-05 | 8.1719e-05 | 0.00070791 | 0.00011119 | 0 | 0 | 0.0003851 | 0.00030065 | 0 | 0 | 0 | 0 | 0 | 0 | 0 | 0.0008191 | 0.0003851 | 0.00030065 | 0 | 0 | 0.0015049 | 43523.6177
18108 | hvac_0022 | Ideal Thermal Air Loads | TRUE | 0.16497 | Warehouse and Storage | GA, Bibb County | over_1mil | Multizone CAV/VAV | gen2_t8_halogen | Georgia | 6.5055 | D: Buildings with Hydronically Heated Multizone Systems | 0.00027853 | 0.00034656 | 0.00097792 | 0.00014212 | 0 | 0 | 0.0018469 | 0.0010612 | 0 | 0 | 0 | 0 | 0 | 0 | 0 | 0.00112 | 0.0018469 | 0.0010612 | 0 | 0 | 0.0040282 | 181468.3094
20450 | hvac_0022 | Ideal Thermal Air Loads | TRUE | 0.32973 | Warehouse and Storage | GA, Bibb County | 600001_1mil | Small Packaged Unit | gen3_t5_cfl | Georgia | 6.5227 | A: Non Food-Service Buildings with Small Packaged Units | 0.00038424 | 0.000477 | 0.0013748 | 0.0004934 | 0 | 0 | 0.0025386 | 0.0014642 | 0 | 0 | 0 | 0 | 0 | 0 | 0 | 0.0018682 | 0.0025386 | 0.0014642 | 0 | 0 | 0.0058709 | 263786.36
28219 | hvac_0022 | Ideal Thermal Air Loads | TRUE | 0.083962 | Warehouse and Storage | GA, Bibb County | 400001_600000 | Residential Style Central Systems | gen5_led | Georgia | 6.6694 | H: Buildings with Residential Style Central Systems | 5.6407e-05 | 7.142e-05 | 0.00030812 | 4.7926e-05 | 0 | 0 | 0.00041332 | 0.000186 | 0 | 0 | 0 | 0 | 0 | 0 | 0 | 0.00035604 | 0.00041332 | 0.000186 | 0 | 0 | 0.00095536 | 41981.0939
617 | ltg_0001 | LED Lighting | FALSE | 38.5393 | Warehouse and Storage | GA, Bibb County | 8001_12000 | Small Packaged Unit | gen4_led | Georgia | 9.6467 | A: Non Food-Service Buildings with Small Packaged Units | 0.0013266 | 0.0014085 | 0 | 0 | 0 | 0.0033968 | 0.0036663 | 0.003651 | 0 | 0 | 0.0019718 | 0 | 0 | 0 | 0 | 0.0053685 | 0.0036663 | 0.003651 | 0 | 0 | 0.012686 | 385392.7509
619 | ltg_0001 | LED Lighting | FALSE | 7.8598 | Warehouse and Storage | GA, Bibb County | 30001_40000 | Small Packaged Unit | gen5_led | Georgia | 9.1299 | A: Non Food-Service Buildings with Small Packaged Units | 0.00084365 | 0.0010004 | 0 | 0 | 0 | 0.0044111 | 0.0023121 | 0.0014475 | 0 | 0 | 0.00039923 | 0 | 0 | 0 | 0 | 0.0048103 | 0.0023121 | 0.0014475 | 0 | 0 | 0.0085699 | 275094.1758
621 | ltg_0001 | LED Lighting | TRUE | 45.9176 | Warehouse and Storage | GA, Bibb County | 3001_8000 | Small Packaged Unit | gen2_t8_halogen | Georgia | 10.15 | A: Non Food-Service Buildings with Small Packaged Units | 0.00095577 | 0.0010203 | 0 | 0 | 0 | 0.0030086 | 0.0026265 | 0.0026918 | 0 | 0 | 0.00041955 | 0 | 0 | 0 | 0 | 0.0034282 | 0.0026265 | 0.0026918 | 0 | 0 | 0.0087465 | 252546.8417
622 | ltg_0001 | LED Lighting | TRUE | 5.4264 | Warehouse and Storage | GA, Bibb County | 52001_64000 | Small Packaged Unit | gen2_t8_halogen | Georgia | 5.5738 | A: Non Food-Service Buildings with Small Packaged Units | 0.00055422 | 0.00068719 | 0 | 0 | 0 | 0.0011737 | 0.0027499 | 0.0015632 | 0 | 0 | 0.000499 | 0 | 0 | 0 | 0 | 0.0016727 | 0.0027499 | 0.0015632 | 0 | 0 | 0.0059858 | 314731.7079
623 | ltg_0001 | LED Lighting | TRUE | 3.2022 | Warehouse and Storage | GA, Bibb County | 70001_80000 | Small Packaged Unit | gen2_t8_halogen | Georgia | 7.9012 | A: Non Food-Service Buildings with Small Packaged Units | 0.00063245 | 0.00075522 | 0 | 0 | 0 | 0.0023571 | 0.0024177 | 0.0013872 | 0 | 0 | 0.00031295 | 0 | 0 | 0 | 0 | 0.00267 | 0.0024177 | 0.0013872 | 0 | 0 | 0.0064749 | 240168.546
624 | ltg_0001 | LED Lighting | FALSE | 12.4891 | Warehouse and Storage | GA, Bibb County | 12001_30000 | Small Packaged Unit | gen5_led | Georgia | 6.9044 | A: Non Food-Service Buildings with Small Packaged Units | 0.0005632 | 0.00067528 | 0 | 0 | 0 | 0.00095208 | 0.0024368 | 0.0016241 | 0 | 0 | 0.0011659 | 0 | 0 | 0 | 0 | 0.0021179 | 0.0024368 | 0.0016241 | 0 | 0 | 0.0061787 | 262270.6971
3981 | ltg_0001 | LED Lighting | FALSE | 33.8335 | Warehouse and Storage | GA, Bibb County | 1001_3000 | Small Packaged Unit | gen5_led | Georgia | 11.0431 | A: Non Food-Service Buildings with Small Packaged Units | 0.00028721 | 0.00030385 | 0 | 0 | 0 | 0.0008033 | 0.00072634 | 0.0010201 | 0 | 0 | 0 | 0 | 0 | 0 | 0 | 0.0008033 | 0.00072634 | 0.0010201 | 0 | 0 | 0.0025497 | 67666.9892
4225 | ltg_0001 | LED Lighting | TRUE | 59.1171 | Warehouse and Storage | GA, Bibb County | _1000 | Multizone CAV/VAV | gen2_t8_halogen | Georgia | 22.2194 | D: Buildings with Hydronically Heated Multizone Systems | 0.00043714 | 0.00044835 | 0 | 0 | 0 | 0.00085337 | 0.00068023 | 0.0013106 | 0 | 0 | 0.0016378 | 0 | 0 | 0 | 0 | 0.0024912 | 0.00068023 | 0.0013106 | 0 | 0 | 0.004482 | 59117.1011
5292 | ltg_0001 | LED Lighting | FALSE | 0.61771 | Warehouse and Storage | GA, Bibb County | 200001_400000 | Small Packaged Unit | gen4_led | Georgia | 4.1946 | A: Non Food-Service Buildings with Small Packaged Units | 0.00024514 | 0.00031075 | 0 | 0 | 0 | 0.000323 | 0.001583 | 0.00064483 | 0 | 0 | 0.00010151 | 0 | 0 | 0 | 0 | 0.0004245 | 0.001583 | 0.00064483 | 0 | 0 | 0.0026523 | 185312.7503
5294 | ltg_0001 | LED Lighting | TRUE | 2.1123 | Warehouse and Storage | GA, Bibb County | 100001_150000 | Small Packaged Unit | gen2_t8_halogen | Georgia | 5.2024 | A: Non Food-Service Buildings with Small Packaged Units | 0.00045823 | 0.00052959 | 0 | 0 | 0 | 0.00064961 | 0.0022192 | 0.0012653 | 0 | 0 | 0.00055289 | 0 | 0 | 0 | 0 | 0.0012025 | 0.0022192 | 0.0012653 | 0 | 0 | 0.0046869 | 264034.7713
5295 | ltg_0001 | LED Lighting | TRUE | 3.6561 | Warehouse and Storage | GA, Bibb County | 80001_100000 | Small Packaged Unit | gen2_t8_halogen | Georgia | 6.476 | A: Non Food-Service Buildings with Small Packaged Units | 0.00065725 | 0.00080252 | 0 | 0 | 0 | 0.00115 | 0.0032032 | 0.0016962 | 0 | 0 | 0.0012217 | 0 | 0 | 0 | 0 | 0.0023718 | 0.0032032 | 0.0016962 | 0 | 0 | 0.007271 | 329052.734
5297 | ltg_0001 | LED Lighting | FALSE | 1.1486 | Warehouse and Storage | GA, Bibb County | 150001_200000 | Small Packaged Unit | gen4_led | Georgia | 6.3759 | A: Non Food-Service Buildings with Small Packaged Units | 0.00041497 | 0.00050274 | 0 | 0 | 0 | 0.00068207 | 0.0022018 | 0.0011379 | 0 | 0 | 0.00035144 | 0 | 0 | 0 | 0 | 0.0010335 | 0.0022018 | 0.0011379 | 0 | 0 | 0.0043731 | 201013.0526
7187 | ltg_0001 | LED Lighting | TRUE | 0.94617 | Warehouse and Storage | GA, Bibb County | 40001_52000 | Residential Style Central Systems | gen2_t8_halogen | Georgia | 7.2475 | H: Buildings with Residential Style Central Systems | 9.5943e-05 | 0.00012112 | 0 | 0 | 0 | 0.00030549 | 0.0003851 | 0.00024937 | 0 | 0 | 0.00013636 | 0 | 0 | 0 | 0 | 0.00044185 | 0.0003851 | 0.00024937 | 0 | 0 | 0.0010763 | 43523.6177
18108 | ltg_0001 | LED Lighting | TRUE | 0.16497 | Warehouse and Storage | GA, Bibb County | over_1mil | Multizone CAV/VAV | gen2_t8_halogen | Georgia | 5.6332 | D: Buildings with Hydronically Heated Multizone Systems | 0.00032251 | 0.00039658 | 0 | 0 | 0 | 0.00047412 | 0.0018469 | 0.00080252 | 0 | 0 | 0.00036446 | 0 | 0 | 0 | 0 | 0.00083858 | 0.0018469 | 0.00080252 | 0 | 0 | 0.003488 | 181468.3094
20450 | ltg_0001 | LED Lighting | TRUE | 0.32973 | Warehouse and Storage | GA, Bibb County | 600001_1mil | Small Packaged Unit | gen3_t5_cfl | Georgia | 5.4276 | A: Non Food-Service Buildings with Small Packaged Units | 0.00048703 | 0.00058217 | 0 | 0 | 0 | 0.0012239 | 0.0025386 | 0.0011228 | 0 | 0 | 0 | 0 | 0 | 0 | 0 | 0.0012239 | 0.0025386 | 0.0011228 | 0 | 0 | 0.0048853 | 263786.36
28219 | ltg_0001 | LED Lighting | FALSE | 0.083962 | Warehouse and Storage | GA, Bibb County | 400001_600000 | Residential Style Central Systems | gen5_led | Georgia | 5.5665 | H: Buildings with Residential Style Central Systems | 7.342e-05 | 9.2013e-05 | 0 | 0 | 0 | 0.00014058 | 0.00041332 | 0.000186 | 0 | 0 | 5.7475e-05 | 0 | 0 | 0 | 0 | 0.00019806 | 0.00041332 | 0.000186 | 0 | 0 | 0.00079738 | 41981.0939
617 | ppl_0001 | Electric Kitchen Equipment | FALSE | 38.5393 | Warehouse and Storage | GA, Bibb County | 8001_12000 | Small Packaged Unit | gen4_led | Georgia | 9.6467 | A: Non Food-Service Buildings with Small Packaged Units | 0.0013266 | 0.0014085 | 0 | 0 | 0 | 0.0033968 | 0.0036663 | 0.003651 | 0 | 0 | 0.0019718 | 0 | 0 | 0 | 0 | 0.0053685 | 0.0036663 | 0.003651 | 0 | 0 | 0.012686 | 385392.7509
619 | ppl_0001 | Electric Kitchen Equipment | FALSE | 7.8598 | Warehouse and Storage | GA, Bibb County | 30001_40000 | Small Packaged Unit | gen5_led | Georgia | 9.1299 | A: Non Food-Service Buildings with Small Packaged Units | 0.00084365 | 0.0010004 | 0 | 0 | 0 | 0.0044111 | 0.0023121 | 0.0014475 | 0 | 0 | 0.00039923 | 0 | 0 | 0 | 0 | 0.0048103 | 0.0023121 | 0.0014475 | 0 | 0 | 0.0085699 | 275094.1758
621 | ppl_0001 | Electric Kitchen Equipment | FALSE | 45.9176 | Warehouse and Storage | GA, Bibb County | 3001_8000 | Small Packaged Unit | gen2_t8_halogen | Georgia | 10.5955 | A: Non Food-Service Buildings with Small Packaged Units | 0.00099326 | 0.0010671 | 0 | 0 | 0 | 0.0030408 | 0.0026265 | 0.0030622 | 0 | 0 | 0.00040127 | 0 | 0 | 0 | 0 | 0.0034421 | 0.0026265 | 0.0030622 | 0 | 0 | 0.0091304 | 252546.8417
622 | ppl_0001 | Electric Kitchen Equipment | FALSE | 5.4264 | Warehouse and Storage | GA, Bibb County | 52001_64000 | Small Packaged Unit | gen2_t8_halogen | Georgia | 5.9159 | A: Non Food-Service Buildings with Small Packaged Units | 0.0005845 | 0.00073292 | 0 | 0 | 0 | 0.0012141 | 0.0027499 | 0.0019275 | 0 | 0 | 0.00046155 | 0 | 0 | 0 | 0 | 0.0016757 | 0.0027499 | 0.0019275 | 0 | 0 | 0.0063531 | 314731.7079
623 | ppl_0001 | Electric Kitchen Equipment | FALSE | 3.2022 | Warehouse and Storage | GA, Bibb County | 70001_80000 | Small Packaged Unit | gen2_t8_halogen | Georgia | 8.3254 | A: Non Food-Service Buildings with Small Packaged Units | 0.00066263 | 0.00079793 | 0 | 0 | 0 | 0.0023919 | 0.0024177 | 0.0017246 | 0 | 0 | 0.00028834 | 0 | 0 | 0 | 0 | 0.0026802 | 0.0024177 | 0.0017246 | 0 | 0 | 0.0068226 | 240168.546
624 | ppl_0001 | Electric Kitchen Equipment | FALSE | 12.4891 | Warehouse and Storage | GA, Bibb County | 12001_30000 | Small Packaged Unit | gen5_led | Georgia | 6.9044 | A: Non Food-Service Buildings with Small Packaged Units | 0.0005632 | 0.00067528 | 0 | 0 | 0 | 0.00095208 | 0.0024368 | 0.0016241 | 0 | 0 | 0.0011659 | 0 | 0 | 0 | 0 | 0.0021179 | 0.0024368 | 0.0016241 | 0 | 0 | 0.0061787 | 262270.6971
3981 | ppl_0001 | Electric Kitchen Equipment | FALSE | 33.8335 | Warehouse and Storage | GA, Bibb County | 1001_3000 | Small Packaged Unit | gen5_led | Georgia | 11.0431 | A: Non Food-Service Buildings with Small Packaged Units | 0.00028721 | 0.00030385 | 0 | 0 | 0 | 0.0008033 | 0.00072634 | 0.0010201 | 0 | 0 | 0 | 0 | 0 | 0 | 0 | 0.0008033 | 0.00072634 | 0.0010201 | 0 | 0 | 0.0025497 | 67666.9892
4225 | ppl_0001 | Electric Kitchen Equipment | FALSE | 59.1171 | Warehouse and Storage | GA, Bibb County | _1000 | Multizone CAV/VAV | gen2_t8_halogen | Georgia | 22.6306 | D: Buildings with Hydronically Heated Multizone Systems | 0.00044543 | 0.00045934 | 0 | 0 | 0 | 0.00085841 | 0.00068023 | 0.0014092 | 0 | 0 | 0.0016171 | 0 | 0 | 0 | 0 | 0.0024755 | 0.00068023 | 0.0014092 | 0 | 0 | 0.0045649 | 59117.1011
5292 | ppl_0001 | Electric Kitchen Equipment | FALSE | 0.61771 | Warehouse and Storage | GA, Bibb County | 200001_400000 | Small Packaged Unit | gen4_led | Georgia | 4.1946 | A: Non Food-Service Buildings with Small Packaged Units | 0.00024514 | 0.00031075 | 0 | 0 | 0 | 0.000323 | 0.001583 | 0.00064483 | 0 | 0 | 0.00010151 | 0 | 0 | 0 | 0 | 0.0004245 | 0.001583 | 0.00064483 | 0 | 0 | 0.0026523 | 185312.7503
5294 | ppl_0001 | Electric Kitchen Equipment | FALSE | 2.1123 | Warehouse and Storage | GA, Bibb County | 100001_150000 | Small Packaged Unit | gen2_t8_halogen | Georgia | 5.5023 | A: Non Food-Service Buildings with Small Packaged Units | 0.00048375 | 0.00056431 | 0 | 0 | 0 | 0.00067874 | 0.0022192 | 0.0015546 | 0 | 0 | 0.00050464 | 0 | 0 | 0 | 0 | 0.0011834 | 0.0022192 | 0.0015546 | 0 | 0 | 0.0049571 | 264034.7713
5295 | ppl_0001 | Electric Kitchen Equipment | FALSE | 3.6561 | Warehouse and Storage | GA, Bibb County | 80001_100000 | Small Packaged Unit | gen2_t8_halogen | Georgia | 6.8441 | A: Non Food-Service Buildings with Small Packaged Units | 0.00069379 | 0.00085574 | 0 | 0 | 0 | 0.0011973 | 0.0032032 | 0.0021381 | 0 | 0 | 0.0011459 | 0 | 0 | 0 | 0 | 0.0023431 | 0.0032032 | 0.0021381 | 0 | 0 | 0.0076844 | 329052.734
5297 | ppl_0001 | Electric Kitchen Equipment | FALSE | 1.1486 | Warehouse and Storage | GA, Bibb County | 150001_200000 | Small Packaged Unit | gen4_led | Georgia | 6.3759 | A: Non Food-Service Buildings with Small Packaged Units | 0.00041497 | 0.00050274 | 0 | 0 | 0 | 0.00068207 | 0.0022018 | 0.0011379 | 0 | 0 | 0.00035144 | 0 | 0 | 0 | 0 | 0.0010335 | 0.0022018 | 0.0011379 | 0 | 0 | 0.0043731 | 201013.0526
7187 | ppl_0001 | Electric Kitchen Equipment | FALSE | 0.94617 | Warehouse and Storage | GA, Bibb County | 40001_52000 | Residential Style Central Systems | gen2_t8_halogen | Georgia | 7.5961 | H: Buildings with Residential Style Central Systems | 0.0001002 | 0.00012757 | 0 | 0 | 0 | 0.00031123 | 0.0003851 | 0.00030065 | 0 | 0 | 0.00013111 | 0 | 0 | 0 | 0 | 0.00044234 | 0.0003851 | 0.00030065 | 0 | 0 | 0.0011281 | 43523.6177
18108 | ppl_0001 | Electric Kitchen Equipment | FALSE | 0.16497 | Warehouse and Storage | GA, Bibb County | over_1mil | Multizone CAV/VAV | gen2_t8_halogen | Georgia | 6.0053 | D: Buildings with Hydronically Heated Multizone Systems | 0.00034375 | 0.00042663 | 0 | 0 | 0 | 0.00049533 | 0.0018469 | 0.0010612 | 0 | 0 | 0.00031498 | 0 | 0 | 0 | 0 | 0.00081031 | 0.0018469 | 0.0010612 | 0 | 0 | 0.0037184 | 181468.3094
20450 | ppl_0001 | Electric Kitchen Equipment | FALSE | 0.32973 | Warehouse and Storage | GA, Bibb County | 600001_1mil | Small Packaged Unit | gen3_t5_cfl | Georgia | 5.7887 | A: Non Food-Service Buildings with Small Packaged Units | 0.00051326 | 0.0006209 | 0 | 0 | 0 | 0.0012075 | 0.0025386 | 0.0014642 | 0 | 0 | 0 | 0 | 0 | 0 | 0 | 0.0012075 | 0.0025386 | 0.0014642 | 0 | 0 | 0.0052103 | 263786.36
28219 | ppl_0001 | Electric Kitchen Equipment | FALSE | 0.083962 | Warehouse and Storage | GA, Bibb County | 400001_600000 | Residential Style Central Systems | gen5_led | Georgia | 5.5665 | H: Buildings with Residential Style Central Systems | 7.342e-05 | 9.2013e-05 | 0 | 0 | 0 | 0.00014058 | 0.00041332 | 0.000186 | 0 | 0 | 5.7475e-05 | 0 | 0 | 0 | 0 | 0.00019806 | 0.00041332 | 0.000186 | 0 | 0 | 0.00079738 | 41981.0939
617 | dr_0001 | Demand Flexibility, Thermostat Control, Load Shed for Daily Bldg Peak Reduction | TRUE | 38.5393 | Warehouse and Storage | GA, Bibb County | 8001_12000 | Small Packaged Unit | gen4_led | Georgia | 9.5636 | A: Non Food-Service Buildings with Small Packaged Units | 0.0013153 | 0.0013955 | 0 | 0 | 0 | 0.003289 | 0.0036663 | 0.003651 | 0 | 0 | 0.0019703 | 0 | 0 | 0 | 0 | 0.0052593 | 0.0036663 | 0.003651 | 0 | 0 | 0.012576 | 385392.7509
619 | dr_0001 | Demand Flexibility, Thermostat Control, Load Shed for Daily Bldg Peak Reduction | TRUE | 7.8598 | Warehouse and Storage | GA, Bibb County | 30001_40000 | Small Packaged Unit | gen5_led | Georgia | 9.0176 | A: Non Food-Service Buildings with Small Packaged Units | 0.00084265 | 0.00098815 | 0 | 0 | 0 | 0.0043125 | 0.0023121 | 0.0014475 | 0 | 0 | 0.00039252 | 0 | 0 | 0 | 0 | 0.004705 | 0.0023121 | 0.0014475 | 0 | 0 | 0.0084645 | 275094.1758
621 | dr_0001 | Demand Flexibility, Thermostat Control, Load Shed for Daily Bldg Peak Reduction | TRUE | 45.9176 | Warehouse and Storage | GA, Bibb County | 3001_8000 | Small Packaged Unit | gen2_t8_halogen | Georgia | 10.5242 | A: Non Food-Service Buildings with Small Packaged Units | 0.0009808 | 0.0010597 | 0 | 0 | 0 | 0.002979 | 0.0026265 | 0.0030622 | 0 | 0 | 0.00040083 | 0 | 0 | 0 | 0 | 0.0033799 | 0.0026265 | 0.0030622 | 0 | 0 | 0.009069 | 252546.8417
622 | dr_0001 | Demand Flexibility, Thermostat Control, Load Shed for Daily Bldg Peak Reduction | TRUE | 5.4264 | Warehouse and Storage | GA, Bibb County | 52001_64000 | Small Packaged Unit | gen2_t8_halogen | Georgia | 5.8293 | A: Non Food-Service Buildings with Small Packaged Units | 0.00058493 | 0.00072189 | 0 | 0 | 0 | 0.0011222 | 0.0027499 | 0.0019275 | 0 | 0 | 0.00046058 | 0 | 0 | 0 | 0 | 0.0015827 | 0.0027499 | 0.0019275 | 0 | 0 | 0.0062601 | 314731.7079
623 | dr_0001 | Demand Flexibility, Thermostat Control, Load Shed for Daily Bldg Peak Reduction | TRUE | 3.2022 | Warehouse and Storage | GA, Bibb County | 70001_80000 | Small Packaged Unit | gen2_t8_halogen | Georgia | 8.256 | A: Non Food-Service Buildings with Small Packaged Units | 0.00066345 | 0.00079132 | 0 | 0 | 0 | 0.002338 | 0.0024177 | 0.0017246 | 0 | 0 | 0.00028527 | 0 | 0 | 0 | 0 | 0.0026233 | 0.0024177 | 0.0017246 | 0 | 0 | 0.0067657 | 240168.546
624 | dr_0001 | Demand Flexibility, Thermostat Control, Load Shed for Daily Bldg Peak Reduction | TRUE | 12.4891 | Warehouse and Storage | GA, Bibb County | 12001_30000 | Small Packaged Unit | gen5_led | Georgia | 6.8151 | A: Non Food-Service Buildings with Small Packaged Units | 0.00056275 | 0.0006658 | 0 | 0 | 0 | 0.00087301 | 0.0024368 | 0.0016241 | 0 | 0 | 0.0011649 | 0 | 0 | 0 | 0 | 0.0020379 | 0.0024368 | 0.0016241 | 0 | 0 | 0.0060988 | 262270.6971
3981 | dr_0001 | Demand Flexibility, Thermostat Control, Load Shed for Daily Bldg Peak Reduction | TRUE | 33.8335 | Warehouse and Storage | GA, Bibb County | 1001_3000 | Small Packaged Unit | gen5_led | Georgia | 10.7931 | A: Non Food-Service Buildings with Small Packaged Units | 0.0002795 | 0.00029698 | 0 | 0 | 0 | 0.0007459 | 0.00072634 | 0.0010201 | 0 | 0 | 0 | 0 | 0 | 0 | 0 | 0.0007459 | 0.00072634 | 0.0010201 | 0 | 0 | 0.002492 | 67666.9892
4225 | dr_0001 | Demand Flexibility, Thermostat Control, Load Shed for Daily Bldg Peak Reduction | TRUE | 59.1171 | Warehouse and Storage | GA, Bibb County | _1000 | Multizone CAV/VAV | gen2_t8_halogen | Georgia | 22.4694 | D: Buildings with Hydronically Heated Multizone Systems | 0.00044201 | 0.00045555 | 0 | 0 | 0 | 0.0008276 | 0.00068023 | 0.0014092 | 0 | 0 | 0.0016154 | 0 | 0 | 0 | 0 | 0.002443 | 0.00068023 | 0.0014092 | 0 | 0 | 0.0045324 | 59117.1011
5292 | dr_0001 | Demand Flexibility, Thermostat Control, Load Shed for Daily Bldg Peak Reduction | TRUE | 0.61771 | Warehouse and Storage | GA, Bibb County | 200001_400000 | Small Packaged Unit | gen4_led | Georgia | 4.1741 | A: Non Food-Service Buildings with Small Packaged Units | 0.00024567 | 0.00030922 | 0 | 0 | 0 | 0.00031028 | 0.001583 | 0.00064483 | 0 | 0 | 0.00010126 | 0 | 0 | 0 | 0 | 0.00041154 | 0.001583 | 0.00064483 | 0 | 0 | 0.0026393 | 185312.7503
5294 | dr_0001 | Demand Flexibility, Thermostat Control, Load Shed for Daily Bldg Peak Reduction | TRUE | 2.1123 | Warehouse and Storage | GA, Bibb County | 100001_150000 | Small Packaged Unit | gen2_t8_halogen | Georgia | 5.467 | A: Non Food-Service Buildings with Small Packaged Units | 0.00048546 | 0.00056057 | 0 | 0 | 0 | 0.0006477 | 0.0022192 | 0.0015546 | 0 | 0 | 0.00050392 | 0 | 0 | 0 | 0 | 0.0011516 | 0.0022192 | 0.0015546 | 0 | 0 | 0.0049254 | 264034.7713
5295 | dr_0001 | Demand Flexibility, Thermostat Control, Load Shed for Daily Bldg Peak Reduction | TRUE | 3.6561 | Warehouse and Storage | GA, Bibb County | 80001_100000 | Small Packaged Unit | gen2_t8_halogen | Georgia | 6.7707 | A: Non Food-Service Buildings with Small Packaged Units | 0.00069602 | 0.0008464 | 0 | 0 | 0 | 0.0011239 | 0.0032032 | 0.0021381 | 0 | 0 | 0.0011369 | 0 | 0 | 0 | 0 | 0.0022608 | 0.0032032 | 0.0021381 | 0 | 0 | 0.007602 | 329052.734
5297 | dr_0001 | Demand Flexibility, Thermostat Control, Load Shed for Daily Bldg Peak Reduction | TRUE | 1.1486 | Warehouse and Storage | GA, Bibb County | 150001_200000 | Small Packaged Unit | gen4_led | Georgia | 6.3218 | A: Non Food-Service Buildings with Small Packaged Units | 0.00041629 | 0.0004985 | 0 | 0 | 0 | 0.00064851 | 0.0022018 | 0.0011379 | 0 | 0 | 0.00034786 | 0 | 0 | 0 | 0 | 0.00099637 | 0.0022018 | 0.0011379 | 0 | 0 | 0.004336 | 201013.0526
7187 | dr_0001 | Demand Flexibility, Thermostat Control, Load Shed for Daily Bldg Peak Reduction | TRUE | 0.94617 | Warehouse and Storage | GA, Bibb County | 40001_52000 | Residential Style Central Systems | gen2_t8_halogen | Georgia | 7.4796 | H: Buildings with Residential Style Central Systems | 0.00010001 | 0.0001256 | 0 | 0 | 0 | 0.00029577 | 0.0003851 | 0.00030065 | 0 | 0 | 0.00012928 | 0 | 0 | 0 | 0 | 0.00042505 | 0.0003851 | 0.00030065 | 0 | 0 | 0.0011108 | 43523.6177
18108 | dr_0001 | Demand Flexibility, Thermostat Control, Load Shed for Daily Bldg Peak Reduction | TRUE | 0.16497 | Warehouse and Storage | GA, Bibb County | over_1mil | Multizone CAV/VAV | gen2_t8_halogen | Georgia | 5.9776 | D: Buildings with Hydronically Heated Multizone Systems | 0.00034402 | 0.00042459 | 0 | 0 | 0 | 0.0004783 | 0.0018469 | 0.0010612 | 0 | 0 | 0.00031486 | 0 | 0 | 0 | 0 | 0.00079316 | 0.0018469 | 0.0010612 | 0 | 0 | 0.0037013 | 181468.3094
20450 | dr_0001 | Demand Flexibility, Thermostat Control, Load Shed for Daily Bldg Peak Reduction | TRUE | 0.32973 | Warehouse and Storage | GA, Bibb County | 600001_1mil | Small Packaged Unit | gen3_t5_cfl | Georgia | 5.7084 | A: Non Food-Service Buildings with Small Packaged Units | 0.00051077 | 0.00061228 | 0 | 0 | 0 | 0.0011352 | 0.0025386 | 0.0014642 | 0 | 0 | 0 | 0 | 0 | 0 | 0 | 0.0011352 | 0.0025386 | 0.0014642 | 0 | 0 | 0.005138 | 263786.36
28219 | dr_0001 | Demand Flexibility, Thermostat Control, Load Shed for Daily Bldg Peak Reduction | TRUE | 0.083962 | Warehouse and Storage | GA, Bibb County | 400001_600000 | Residential Style Central Systems | gen5_led | Georgia | 5.393 | H: Buildings with Residential Style Central Systems | 6.9575e-05 | 8.9072e-05 | 0 | 0 | 0 | 0.00011613 | 0.00041332 | 0.000186 | 0 | 0 | 5.7065e-05 | 0 | 0 | 0 | 0 | 0.0001732 | 0.00041332 | 0.000186 | 0 | 0 | 0.00077252 | 41981.0939
617 | dr_0002 | Demand Flexibility, Thermostat Control, Load Shift for Daily Bldg Peak Reduction | TRUE | 38.5393 | Warehouse and Storage | GA, Bibb County | 8001_12000 | Small Packaged Unit | gen4_led | Georgia | 9.6675 | A: Non Food-Service Buildings with Small Packaged Units | 0.0013264 | 0.0014117 | 0 | 0 | 0 | 0.0034238 | 0.0036663 | 0.003651 | 0 | 0 | 0.0019725 | 0 | 0 | 0 | 0 | 0.0053963 | 0.0036663 | 0.003651 | 0 | 0 | 0.012713 | 385392.7509
619 | dr_0002 | Demand Flexibility, Thermostat Control, Load Shift for Daily Bldg Peak Reduction | TRUE | 7.8598 | Warehouse and Storage | GA, Bibb County | 30001_40000 | Small Packaged Unit | gen5_led | Georgia | 9.1451 | A: Non Food-Service Buildings with Small Packaged Units | 0.00084389 | 0.001002 | 0 | 0 | 0 | 0.0044241 | 0.0023121 | 0.0014475 | 0 | 0 | 0.00040042 | 0 | 0 | 0 | 0 | 0.0048246 | 0.0023121 | 0.0014475 | 0 | 0 | 0.0085841 | 275094.1758
621 | dr_0002 | Demand Flexibility, Thermostat Control, Load Shift for Daily Bldg Peak Reduction | TRUE | 45.9176 | Warehouse and Storage | GA, Bibb County | 3001_8000 | Small Packaged Unit | gen2_t8_halogen | Georgia | 10.6141 | A: Non Food-Service Buildings with Small Packaged Units | 0.00099533 | 0.0010689 | 0 | 0 | 0 | 0.0030565 | 0.0026265 | 0.0030622 | 0 | 0 | 0.00040127 | 0 | 0 | 0 | 0 | 0.0034578 | 0.0026265 | 0.0030622 | 0 | 0 | 0.0091465 | 252546.8417
622 | dr_0002 | Demand Flexibility, Thermostat Control, Load Shift for Daily Bldg Peak Reduction | TRUE | 5.4264 | Warehouse and Storage | GA, Bibb County | 52001_64000 | Small Packaged Unit | gen2_t8_halogen | Georgia | 5.9299 | A: Non Food-Service Buildings with Small Packaged Units | 0.00058433 | 0.0007347 | 0 | 0 | 0 | 0.0012287 | 0.0027499 | 0.0019275 | 0 | 0 | 0.00046212 | 0 | 0 | 0 | 0 | 0.0016908 | 0.0027499 | 0.0019275 | 0 | 0 | 0.0063682 | 314731.7079
623 | dr_0002 | Demand Flexibility, Thermostat Control, Load Shift for Daily Bldg Peak Reduction | TRUE | 3.2022 | Warehouse and Storage | GA, Bibb County | 70001_80000 | Small Packaged Unit | gen2_t8_halogen | Georgia | 8.3378 | A: Non Food-Service Buildings with Small Packaged Units | 0.00066253 | 0.00079909 | 0 | 0 | 0 | 0.002401 | 0.0024177 | 0.0017246 | 0 | 0 | 0.00028943 | 0 | 0 | 0 | 0 | 0.0026904 | 0.0024177 | 0.0017246 | 0 | 0 | 0.0068327 | 240168.546
624 | dr_0002 | Demand Flexibility, Thermostat Control, Load Shift for Daily Bldg Peak Reduction | TRUE | 12.4891 | Warehouse and Storage | GA, Bibb County | 12001_30000 | Small Packaged Unit | gen5_led | Georgia | 6.9189 | A: Non Food-Service Buildings with Small Packaged Units | 0.00056334 | 0.00067681 | 0 | 0 | 0 | 0.00096475 | 0.0024368 | 0.0016241 | 0 | 0 | 0.0011661 | 0 | 0 | 0 | 0 | 0.0021308 | 0.0024368 | 0.0016241 | 0 | 0 | 0.0061918 | 262270.6971
3981 | dr_0002 | Demand Flexibility, Thermostat Control, Load Shift for Daily Bldg Peak Reduction | TRUE | 33.8335 | Warehouse and Storage | GA, Bibb County | 1001_3000 | Small Packaged Unit | gen5_led | Georgia | 11.075 | A: Non Food-Service Buildings with Small Packaged Units | 0.00028795 | 0.00030471 | 0 | 0 | 0 | 0.00081036 | 0.00072634 | 0.0010201 | 0 | 0 | 0 | 0 | 0 | 0 | 0 | 0.00081036 | 0.00072634 | 0.0010201 | 0 | 0 | 0.0025571 | 67666.9892
4225 | dr_0002 | Demand Flexibility, Thermostat Control, Load Shift for Daily Bldg Peak Reduction | TRUE | 59.1171 | Warehouse and Storage | GA, Bibb County | _1000 | Multizone CAV/VAV | gen2_t8_halogen | Georgia | 22.6833 | D: Buildings with Hydronically Heated Multizone Systems | 0.00044592 | 0.00046057 | 0 | 0 | 0 | 0.00086794 | 0.00068023 | 0.0014092 | 0 | 0 | 0.0016176 | 0 | 0 | 0 | 0 | 0.0024856 | 0.00068023 | 0.0014092 | 0 | 0 | 0.0045756 | 59117.1011
5292 | dr_0002 | Demand Flexibility, Thermostat Control, Load Shift for Daily Bldg Peak Reduction | TRUE | 0.61771 | Warehouse and Storage | GA, Bibb County | 200001_400000 | Small Packaged Unit | gen4_led | Georgia | 4.2003 | A: Non Food-Service Buildings with Small Packaged Units | 0.000245 | 0.00031117 | 0 | 0 | 0 | 0.00032634 | 0.001583 | 0.00064483 | 0 | 0 | 0.00010177 | 0 | 0 | 0 | 0 | 0.00042812 | 0.001583 | 0.00064483 | 0 | 0 | 0.0026559 | 185312.7503
5294 | dr_0002 | Demand Flexibility, Thermostat Control, Load Shift for Daily Bldg Peak Reduction | TRUE | 2.1123 | Warehouse and Storage | GA, Bibb County | 100001_150000 | Small Packaged Unit | gen2_t8_halogen | Georgia | 5.5122 | A: Non Food-Service Buildings with Small Packaged Units | 0.00048384 | 0.00056534 | 0 | 0 | 0 | 0.00068711 | 0.0022192 | 0.0015546 | 0 | 0 | 0.00050518 | 0 | 0 | 0 | 0 | 0.0011923 | 0.0022192 | 0.0015546 | 0 | 0 | 0.004966 | 264034.7713
5295 | dr_0002 | Demand Flexibility, Thermostat Control, Load Shift for Daily Bldg Peak Reduction | TRUE | 3.6561 | Warehouse and Storage | GA, Bibb County | 80001_100000 | Small Packaged Unit | gen2_t8_halogen | Georgia | 6.8619 | A: Non Food-Service Buildings with Small Packaged Units | 0.0006941 | 0.00085798 | 0 | 0 | 0 | 0.0012144 | 0.0032032 | 0.0021381 | 0 | 0 | 0.0011488 | 0 | 0 | 0 | 0 | 0.0023632 | 0.0032032 | 0.0021381 | 0 | 0 | 0.0077044 | 329052.734
5297 | dr_0002 | Demand Flexibility, Thermostat Control, Load Shift for Daily Bldg Peak Reduction | TRUE | 1.1486 | Warehouse and Storage | GA, Bibb County | 150001_200000 | Small Packaged Unit | gen4_led | Georgia | 6.3892 | A: Non Food-Service Buildings with Small Packaged Units | 0.00041507 | 0.00050377 | 0 | 0 | 0 | 0.00069009 | 0.0022018 | 0.0011379 | 0 | 0 | 0.00035256 | 0 | 0 | 0 | 0 | 0.0010426 | 0.0022018 | 0.0011379 | 0 | 0 | 0.0043823 | 201013.0526
7187 | dr_0002 | Demand Flexibility, Thermostat Control, Load Shift for Daily Bldg Peak Reduction | TRUE | 0.94617 | Warehouse and Storage | GA, Bibb County | 40001_52000 | Residential Style Central Systems | gen2_t8_halogen | Georgia | 7.6109 | H: Buildings with Residential Style Central Systems | 0.00010028 | 0.00012781 | 0 | 0 | 0 | 0.00031309 | 0.0003851 | 0.00030065 | 0 | 0 | 0.00013145 | 0 | 0 | 0 | 0 | 0.00044454 | 0.0003851 | 0.00030065 | 0 | 0 | 0.0011303 | 43523.6177
18108 | dr_0002 | Demand Flexibility, Thermostat Control, Load Shift for Daily Bldg Peak Reduction | TRUE | 0.16497 | Warehouse and Storage | GA, Bibb County | over_1mil | Multizone CAV/VAV | gen2_t8_halogen | Georgia | 6.0131 | D: Buildings with Hydronically Heated Multizone Systems | 0.00034406 | 0.0004272 | 0 | 0 | 0 | 0.00049994 | 0.0018469 | 0.0010612 | 0 | 0 | 0.00031524 | 0 | 0 | 0 | 0 | 0.00081518 | 0.0018469 | 0.0010612 | 0 | 0 | 0.0037233 | 181468.3094
20450 | dr_0002 | Demand Flexibility, Thermostat Control, Load Shift for Daily Bldg Peak Reduction | TRUE | 0.32973 | Warehouse and Storage | GA, Bibb County | 600001_1mil | Small Packaged Unit | gen3_t5_cfl | Georgia | 5.7937 | A: Non Food-Service Buildings with Small Packaged Units | 0.00051348 | 0.00062143 | 0 | 0 | 0 | 0.001212 | 0.0025386 | 0.0014642 | 0 | 0 | 0 | 0 | 0 | 0 | 0 | 0.001212 | 0.0025386 | 0.0014642 | 0 | 0 | 0.0052147 | 263786.36
28219 | dr_0002 | Demand Flexibility, Thermostat Control, Load Shift for Daily Bldg Peak Reduction | TRUE | 0.083962 | Warehouse and Storage | GA, Bibb County | 400001_600000 | Residential Style Central Systems | gen5_led | Georgia | 5.4091 | H: Buildings with Residential Style Central Systems | 7.0108e-05 | 8.9317e-05 | 0 | 0 | 0 | 0.00011787 | 0.00041332 | 0.000186 | 0 | 0 | 5.7635e-05 | 0 | 0 | 0 | 0 | 0.00017551 | 0.00041332 | 0.000186 | 0 | 0 | 0.00077483 | 41981.0939
617 | dr_0003 | Demand Flexibility, Lighting Control, Load Shed for Daily Bldg Peak Reduction | TRUE | 38.5393 | Warehouse and Storage | GA, Bibb County | 8001_12000 | Small Packaged Unit | gen4_led | Georgia | 9.5472 | A: Non Food-Service Buildings with Small Packaged Units | 0.0013103 | 0.0013918 | 0 | 0 | 0 | 0.0033854 | 0.0036663 | 0.0035104 | 0 | 0 | 0.001993 | 0 | 0 | 0 | 0 | 0.0053784 | 0.0036663 | 0.0035104 | 0 | 0 | 0.012555 | 385392.7509
619 | dr_0003 | Demand Flexibility, Lighting Control, Load Shed for Daily Bldg Peak Reduction | TRUE | 7.8598 | Warehouse and Storage | GA, Bibb County | 30001_40000 | Small Packaged Unit | gen5_led | Georgia | 9.0296 | A: Non Food-Service Buildings with Small Packaged Units | 0.00083769 | 0.00098886 | 0 | 0 | 0 | 0.0044013 | 0.0023121 | 0.0013579 | 0 | 0 | 0.00040444 | 0 | 0 | 0 | 0 | 0.0048058 | 0.0023121 | 0.0013579 | 0 | 0 | 0.0084757 | 275094.1758
621 | dr_0003 | Demand Flexibility, Lighting Control, Load Shed for Daily Bldg Peak Reduction | TRUE | 45.9176 | Warehouse and Storage | GA, Bibb County | 3001_8000 | Small Packaged Unit | gen2_t8_halogen | Georgia | 10.4616 | A: Non Food-Service Buildings with Small Packaged Units | 0.00097559 | 0.0010529 | 0 | 0 | 0 | 0.0030313 | 0.0026265 | 0.002949 | 0 | 0 | 0.00040823 | 0 | 0 | 0 | 0 | 0.0034395 | 0.0026265 | 0.002949 | 0 | 0 | 0.009015 | 252546.8417
622 | dr_0003 | Demand Flexibility, Lighting Control, Load Shed for Daily Bldg Peak Reduction | TRUE | 5.4264 | Warehouse and Storage | GA, Bibb County | 52001_64000 | Small Packaged Unit | gen2_t8_halogen | Georgia | 5.7752 | A: Non Food-Service Buildings with Small Packaged Units | 0.00057425 | 0.00071416 | 0 | 0 | 0 | 0.0011964 | 0.0027499 | 0.0017798 | 0 | 0 | 0.00047601 | 0 | 0 | 0 | 0 | 0.0016724 | 0.0027499 | 0.0017798 | 0 | 0 | 0.006202 | 314731.7079
623 | dr_0003 | Demand Flexibility, Lighting Control, Load Shed for Daily Bldg Peak Reduction | TRUE | 3.2022 | Warehouse and Storage | GA, Bibb County | 70001_80000 | Small Packaged Unit | gen2_t8_halogen | Georgia | 8.1841 | A: Non Food-Service Buildings with Small Packaged Units | 0.00065306 | 0.00078374 | 0 | 0 | 0 | 0.0023792 | 0.0024177 | 0.0016139 | 0 | 0 | 0.0002959 | 0 | 0 | 0 | 0 | 0.0026751 | 0.0024177 | 0.0016139 | 0 | 0 | 0.0067068 | 240168.546
624 | dr_0003 | Demand Flexibility, Lighting Control, Load Shed for Daily Bldg Peak Reduction | TRUE | 12.4891 | Warehouse and Storage | GA, Bibb County | 12001_30000 | Small Packaged Unit | gen5_led | Georgia | 6.8226 | A: Non Food-Service Buildings with Small Packaged Units | 0.00055738 | 0.00066566 | 0 | 0 | 0 | 0.00094273 | 0.0024368 | 0.0015429 | 0 | 0 | 0.001183 | 0 | 0 | 0 | 0 | 0.0021258 | 0.0024368 | 0.0015429 | 0 | 0 | 0.0061056 | 262270.6971
3981 | dr_0003 | Demand Flexibility, Lighting Control, Load Shed for Daily Bldg Peak Reduction | TRUE | 33.8335 | Warehouse and Storage | GA, Bibb County | 1001_3000 | Small Packaged Unit | gen5_led | Georgia | 10.9597 | A: Non Food-Service Buildings with Small Packaged Units | 0.00028476 | 0.00030154 | 0 | 0 | 0 | 0.00080362 | 0.00072634 | 0.0010008 | 0 | 0 | 0 | 0 | 0 | 0 | 0 | 0.00080362 | 0.00072634 | 0.0010008 | 0 | 0 | 0.0025305 | 67666.9892
4225 | dr_0003 | Demand Flexibility, Lighting Control, Load Shed for Daily Bldg Peak Reduction | TRUE | 59.1171 | Warehouse and Storage | GA, Bibb County | _1000 | Multizone CAV/VAV | gen2_t8_halogen | Georgia | 22.5278 | D: Buildings with Hydronically Heated Multizone Systems | 0.0004426 | 0.00045642 | 0 | 0 | 0 | 0.00085673 | 0.00068023 | 0.0013818 | 0 | 0 | 0.0016249 | 0 | 0 | 0 | 0 | 0.0024817 | 0.00068023 | 0.0013818 | 0 | 0 | 0.0045442 | 59117.1011
5292 | dr_0003 | Demand Flexibility, Lighting Control, Load Shed for Daily Bldg Peak Reduction | TRUE | 0.61771 | Warehouse and Storage | GA, Bibb County | 200001_400000 | Small Packaged Unit | gen4_led | Georgia | 4.0812 | A: Non Food-Service Buildings with Small Packaged Units | 0.00023918 | 0.00030203 | 0 | 0 | 0 | 0.00031517 | 0.001583 | 0.00057751 | 0 | 0 | 0.00010494 | 0 | 0 | 0 | 0 | 0.00042011 | 0.001583 | 0.00057751 | 0 | 0 | 0.0025806 | 185312.7503
5294 | dr_0003 | Demand Flexibility, Lighting Control, Load Shed for Daily Bldg Peak Reduction | TRUE | 2.1123 | Warehouse and Storage | GA, Bibb County | 100001_150000 | Small Packaged Unit | gen2_t8_halogen | Georgia | 5.3718 | A: Non Food-Service Buildings with Small Packaged Units | 0.00047343 | 0.00054927 | 0 | 0 | 0 | 0.00066534 | 0.0022192 | 0.0014307 | 0 | 0 | 0.00052442 | 0 | 0 | 0 | 0 | 0.0011898 | 0.0022192 | 0.0014307 | 0 | 0 | 0.0048396 | 264034.7713
5295 | dr_0003 | Demand Flexibility, Lighting Control, Load Shed for Daily Bldg Peak Reduction | TRUE | 3.6561 | Warehouse and Storage | GA, Bibb County | 80001_100000 | Small Packaged Unit | gen2_t8_halogen | Georgia | 6.7133 | A: Non Food-Service Buildings with Small Packaged Units | 0.00068125 | 0.00083691 | 0 | 0 | 0 | 0.0011793 | 0.0032032 | 0.0019837 | 0 | 0 | 0.0011714 | 0 | 0 | 0 | 0 | 0.0023507 | 0.0032032 | 0.0019837 | 0 | 0 | 0.0075375 | 329052.734
5297 | dr_0003 | Demand Flexibility, Lighting Control, Load Shed for Daily Bldg Peak Reduction | TRUE | 1.1486 | Warehouse and Storage | GA, Bibb County | 150001_200000 | Small Packaged Unit | gen4_led | Georgia | 6.2694 | A: Non Food-Service Buildings with Small Packaged Units | 0.00040812 | 0.00049357 | 0 | 0 | 0 | 0.00067347 | 0.0022018 | 0.0010646 | 0 | 0 | 0.00036024 | 0 | 0 | 0 | 0 | 0.0010337 | 0.0022018 | 0.0010646 | 0 | 0 | 0.0043001 | 201013.0526
7187 | dr_0003 | Demand Flexibility, Lighting Control, Load Shed for Daily Bldg Peak Reduction | TRUE | 0.94617 | Warehouse and Storage | GA, Bibb County | 40001_52000 | Residential Style Central Systems | gen2_t8_halogen | Georgia | 7.4545 | H: Buildings with Residential Style Central Systems | 9.8839e-05 | 0.00012496 | 0 | 0 | 0 | 0.00030877 | 0.0003851 | 0.00028021 | 0 | 0 | 0.00013299 | 0 | 0 | 0 | 0 | 0.00044176 | 0.0003851 | 0.00028021 | 0 | 0 | 0.0011071 | 43523.6177
18108 | dr_0003 | Demand Flexibility, Lighting Control, Load Shed for Daily Bldg Peak Reduction | TRUE | 0.16497 | Warehouse and Storage | GA, Bibb County | over_1mil | Multizone CAV/VAV | gen2_t8_halogen | Georgia | 5.8851 | D: Buildings with Hydronically Heated Multizone Systems | 0.00033614 | 0.00041684 | 0 | 0 | 0 | 0.00048694 | 0.0018469 | 0.00097765 | 0 | 0 | 0.00033251 | 0 | 0 | 0 | 0 | 0.00081946 | 0.0018469 | 0.00097765 | 0 | 0 | 0.003644 | 181468.3094
20450 | dr_0003 | Demand Flexibility, Lighting Control, Load Shed for Daily Bldg Peak Reduction | TRUE | 0.32973 | Warehouse and Storage | GA, Bibb County | 600001_1mil | Small Packaged Unit | gen3_t5_cfl | Georgia | 5.6614 | A: Non Food-Service Buildings with Small Packaged Units | 0.00050369 | 0.00060724 | 0 | 0 | 0 | 0.0012125 | 0.0025386 | 0.0013446 | 0 | 0 | 0 | 0 | 0 | 0 | 0 | 0.0012125 | 0.0025386 | 0.0013446 | 0 | 0 | 0.0050957 | 263786.36
28219 | dr_0003 | Demand Flexibility, Lighting Control, Load Shed for Daily Bldg Peak Reduction | TRUE | 0.083962 | Warehouse and Storage | GA, Bibb County | 400001_600000 | Residential Style Central Systems | gen5_led | Georgia | 5.5094 | H: Buildings with Residential Style Central Systems | 7.2505e-05 | 9.0942e-05 | 0 | 0 | 0 | 0.00013977 | 0.00041332 | 0.00017681 | 0 | 0 | 5.9307e-05 | 0 | 0 | 0 | 0 | 0.00019907 | 0.00041332 | 0.00017681 | 0 | 0 | 0.0007892 | 41981.0939
617 | dr_0004 | Demand Flexibility, Lighting Control, Load Shed for Daily GHG Emission Reduction | TRUE | 38.5393 | Warehouse and Storage | GA, Bibb County | 8001_12000 | Small Packaged Unit | gen4_led | Georgia | 9.5478 | A: Non Food-Service Buildings with Small Packaged Units | 0.0013086 | 0.0013918 | 0 | 0 | 0 | 0.0033854 | 0.0036663 | 0.0035104 | 0 | 0 | 0.0019933 | 0 | 0 | 0 | 0 | 0.0053788 | 0.0036663 | 0.0035104 | 0 | 0 | 0.012555 | 385392.7509
619 | dr_0004 | Demand Flexibility, Lighting Control, Load Shed for Daily GHG Emission Reduction | TRUE | 7.8598 | Warehouse and Storage | GA, Bibb County | 30001_40000 | Small Packaged Unit | gen5_led | Georgia | 9.0995 | A: Non Food-Service Buildings with Small Packaged Units | 0.00083982 | 0.00099681 | 0 | 0 | 0 | 0.0044085 | 0.0023121 | 0.0014187 | 0 | 0 | 0.00040206 | 0 | 0 | 0 | 0 | 0.0048106 | 0.0023121 | 0.0014187 | 0 | 0 | 0.0085414 | 275094.1758
621 | dr_0004 | Demand Flexibility, Lighting Control, Load Shed for Daily GHG Emission Reduction | TRUE | 45.9176 | Warehouse and Storage | GA, Bibb County | 3001_8000 | Small Packaged Unit | gen2_t8_halogen | Georgia | 10.4611 | A: Non Food-Service Buildings with Small Packaged Units | 0.0009753 | 0.0010529 | 0 | 0 | 0 | 0.0030313 | 0.0026265 | 0.0029486 | 0 | 0 | 0.00040823 | 0 | 0 | 0 | 0 | 0.0034395 | 0.0026265 | 0.0029486 | 0 | 0 | 0.0090146 | 252546.8417
622 | dr_0004 | Demand Flexibility, Lighting Control, Load Shed for Daily GHG Emission Reduction | TRUE | 5.4264 | Warehouse and Storage | GA, Bibb County | 52001_64000 | Small Packaged Unit | gen2_t8_halogen | Georgia | 5.7972 | A: Non Food-Service Buildings with Small Packaged Units | 0.00057378 | 0.00071702 | 0 | 0 | 0 | 0.0011983 | 0.0027499 | 0.0018023 | 0 | 0 | 0.00047513 | 0 | 0 | 0 | 0 | 0.0016734 | 0.0027499 | 0.0018023 | 0 | 0 | 0.0062256 | 314731.7079
623 | dr_0004 | Demand Flexibility, Lighting Control, Load Shed for Daily GHG Emission Reduction | TRUE | 3.2022 | Warehouse and Storage | GA, Bibb County | 70001_80000 | Small Packaged Unit | gen2_t8_halogen | Georgia | 8.2009 | A: Non Food-Service Buildings with Small Packaged Units | 0.00065094 | 0.00078539 | 0 | 0 | 0 | 0.002381 | 0.0024177 | 0.0016262 | 0 | 0 | 0.00029574 | 0 | 0 | 0 | 0 | 0.0026767 | 0.0024177 | 0.0016262 | 0 | 0 | 0.0067206 | 240168.546
624 | dr_0004 | Demand Flexibility, Lighting Control, Load Shed for Daily GHG Emission Reduction | TRUE | 12.4891 | Warehouse and Storage | GA, Bibb County | 12001_30000 | Small Packaged Unit | gen5_led | Georgia | 6.8515 | A: Non Food-Service Buildings with Small Packaged Units | 0.00055718 | 0.00066879 | 0 | 0 | 0 | 0.00094675 | 0.0024368 | 0.001566 | 0 | 0 | 0.0011818 | 0 | 0 | 0 | 0 | 0.0021286 | 0.0024368 | 0.001566 | 0 | 0 | 0.0061314 | 262270.6971
3981 | dr_0004 | Demand Flexibility, Lighting Control, Load Shed for Daily GHG Emission Reduction | TRUE | 33.8335 | Warehouse and Storage | GA, Bibb County | 1001_3000 | Small Packaged Unit | gen5_led | Georgia | 10.975 | A: Non Food-Service Buildings with Small Packaged Units | 0.00028486 | 0.00030198 | 0 | 0 | 0 | 0.00080362 | 0.00072634 | 0.001004 | 0 | 0 | 0 | 0 | 0 | 0 | 0 | 0.00080362 | 0.00072634 | 0.001004 | 0 | 0 | 0.002534 | 67666.9892
4225 | dr_0004 | Demand Flexibility, Lighting Control, Load Shed for Daily GHG Emission Reduction | TRUE | 59.1171 | Warehouse and Storage | GA, Bibb County | _1000 | Multizone CAV/VAV | gen2_t8_halogen | Georgia | 22.5194 | D: Buildings with Hydronically Heated Multizone Systems | 0.00044206 | 0.00045631 | 0 | 0 | 0 | 0.00085729 | 0.00068023 | 0.0013818 | 0 | 0 | 0.0016233 | 0 | 0 | 0 | 0 | 0.0024805 | 0.00068023 | 0.0013818 | 0 | 0 | 0.0045425 | 59117.1011
5292 | dr_0004 | Demand Flexibility, Lighting Control, Load Shed for Daily GHG Emission Reduction | TRUE | 0.61771 | Warehouse and Storage | GA, Bibb County | 200001_400000 | Small Packaged Unit | gen4_led | Georgia | 4.0807 | A: Non Food-Service Buildings with Small Packaged Units | 0.00023854 | 0.000302 | 0 | 0 | 0 | 0.00031518 | 0.001583 | 0.00057731 | 0 | 0 | 0.00010483 | 0 | 0 | 0 | 0 | 0.00042001 | 0.001583 | 0.00057731 | 0 | 0 | 0.0025803 | 185312.7503
5294 | dr_0004 | Demand Flexibility, Lighting Control, Load Shed for Daily GHG Emission Reduction | TRUE | 2.1123 | Warehouse and Storage | GA, Bibb County | 100001_150000 | Small Packaged Unit | gen2_t8_halogen | Georgia | 5.3725 | A: Non Food-Service Buildings with Small Packaged Units | 0.00047098 | 0.00054935 | 0 | 0 | 0 | 0.00066546 | 0.0022192 | 0.0014312 | 0 | 0 | 0.00052434 | 0 | 0 | 0 | 0 | 0.0011898 | 0.0022192 | 0.0014312 | 0 | 0 | 0.0048402 | 264034.7713
5295 | dr_0004 | Demand Flexibility, Lighting Control, Load Shed for Daily GHG Emission Reduction | TRUE | 3.6561 | Warehouse and Storage | GA, Bibb County | 80001_100000 | Small Packaged Unit | gen2_t8_halogen | Georgia | 6.7148 | A: Non Food-Service Buildings with Small Packaged Units | 0.00067873 | 0.0008371 | 0 | 0 | 0 | 0.0011795 | 0.0032032 | 0.001985 | 0 | 0 | 0.0011715 | 0 | 0 | 0 | 0 | 0.002351 | 0.0032032 | 0.001985 | 0 | 0 | 0.0075392 | 329052.734
5297 | dr_0004 | Demand Flexibility, Lighting Control, Load Shed for Daily GHG Emission Reduction | TRUE | 1.1486 | Warehouse and Storage | GA, Bibb County | 150001_200000 | Small Packaged Unit | gen4_led | Georgia | 6.27 | A: Non Food-Service Buildings with Small Packaged Units | 0.00040579 | 0.00049361 | 0 | 0 | 0 | 0.0006737 | 0.0022018 | 0.0010646 | 0 | 0 | 0.00036039 | 0 | 0 | 0 | 0 | 0.0010341 | 0.0022018 | 0.0010646 | 0 | 0 | 0.0043005 | 201013.0526
7187 | dr_0004 | Demand Flexibility, Lighting Control, Load Shed for Daily GHG Emission Reduction | TRUE | 0.94617 | Warehouse and Storage | GA, Bibb County | 40001_52000 | Residential Style Central Systems | gen2_t8_halogen | Georgia | 7.4862 | H: Buildings with Residential Style Central Systems | 9.883e-05 | 0.00012552 | 0 | 0 | 0 | 0.00030931 | 0.0003851 | 0.00028429 | 0 | 0 | 0.00013307 | 0 | 0 | 0 | 0 | 0.00044238 | 0.0003851 | 0.00028429 | 0 | 0 | 0.0011118 | 43523.6177
18108 | dr_0004 | Demand Flexibility, Lighting Control, Load Shed for Daily GHG Emission Reduction | TRUE | 0.16497 | Warehouse and Storage | GA, Bibb County | over_1mil | Multizone CAV/VAV | gen2_t8_halogen | Georgia | 5.8916 | D: Buildings with Hydronically Heated Multizone Systems | 0.0003335 | 0.00041734 | 0 | 0 | 0 | 0.00048839 | 0.0018469 | 0.00098048 | 0 | 0 | 0.00033227 | 0 | 0 | 0 | 0 | 0.00082066 | 0.0018469 | 0.00098048 | 0 | 0 | 0.0036481 | 181468.3094
20450 | dr_0004 | Demand Flexibility, Lighting Control, Load Shed for Daily GHG Emission Reduction | TRUE | 0.32973 | Warehouse and Storage | GA, Bibb County | 600001_1mil | Small Packaged Unit | gen3_t5_cfl | Georgia | 5.6749 | A: Non Food-Service Buildings with Small Packaged Units | 0.00050005 | 0.00060869 | 0 | 0 | 0 | 0.0012141 | 0.0025386 | 0.0013551 | 0 | 0 | 0 | 0 | 0 | 0 | 0 | 0.0012141 | 0.0025386 | 0.0013551 | 0 | 0 | 0.0051078 | 263786.36
28219 | dr_0004 | Demand Flexibility, Lighting Control, Load Shed for Daily GHG Emission Reduction | TRUE | 0.083962 | Warehouse and Storage | GA, Bibb County | 400001_600000 | Residential Style Central Systems | gen5_led | Georgia | 5.498 | H: Buildings with Residential Style Central Systems | 7.2162e-05 | 9.0746e-05 | 0 | 0 | 0 | 0.00013938 | 0.00041332 | 0.00017553 | 0 | 0 | 5.9339e-05 | 0 | 0 | 0 | 0 | 0.00019871 | 0.00041332 | 0.00017553 | 0 | 0 | 0.00078757 | 41981.0939
617 | pkg_0001 | Package 1, Wall & Roof Insulation + New Windows | TRUE | 38.5393 | Warehouse and Storage | GA, Bibb County | 8001_12000 | Small Packaged Unit | gen4_led | Georgia | 8.0003 | A: Non Food-Service Buildings with Small Packaged Units | 0.0011629 | 0.0012349 | 0 | 0 | 0 | 0.0028452 | 0.0036663 | 0.003651 | 0 | 0 | 0.00035871 | 0 | 0 | 0 | 0 | 0.0032039 | 0.0036663 | 0.003651 | 0 | 0 | 0.01052 | 385392.7509
619 | pkg_0001 | Package 1, Wall & Roof Insulation + New Windows | TRUE | 7.8598 | Warehouse and Storage | GA, Bibb County | 30001_40000 | Small Packaged Unit | gen5_led | Georgia | 8.1417 | A: Non Food-Service Buildings with Small Packaged Units | 0.00077352 | 0.0009029 | 0 | 0 | 0 | 0.0037334 | 0.0023121 | 0.0014475 | 0 | 0 | 0.00014922 | 0 | 0 | 0 | 0 | 0.0038826 | 0.0023121 | 0.0014475 | 0 | 0 | 0.0076423 | 275094.1758
621 | pkg_0001 | Package 1, Wall & Roof Insulation + New Windows | TRUE | 45.9176 | Warehouse and Storage | GA, Bibb County | 3001_8000 | Small Packaged Unit | gen2_t8_halogen | Georgia | 9.5838 | A: Non Food-Service Buildings with Small Packaged Units | 0.00091496 | 0.00098092 | 0 | 0 | 0 | 0.0025081 | 0.0026265 | 0.0030622 | 0 | 0 | 6.1801e-05 | 0 | 0 | 0 | 0 | 0.0025699 | 0.0026265 | 0.0030622 | 0 | 0 | 0.0082586 | 252546.8417
622 | pkg_0001 | Package 1, Wall & Roof Insulation + New Windows | TRUE | 5.4264 | Warehouse and Storage | GA, Bibb County | 52001_64000 | Small Packaged Unit | gen2_t8_halogen | Georgia | 5.2868 | A: Non Food-Service Buildings with Small Packaged Units | 0.00053129 | 0.00066938 | 0 | 0 | 0 | 0.00086252 | 0.0027499 | 0.0019275 | 0 | 0 | 0.00013763 | 0 | 0 | 0 | 0 | 0.0010002 | 0.0027499 | 0.0019275 | 0 | 0 | 0.0056775 | 314731.7079
623 | pkg_0001 | Package 1, Wall & Roof Insulation + New Windows | TRUE | 3.2022 | Warehouse and Storage | GA, Bibb County | 70001_80000 | Small Packaged Unit | gen2_t8_halogen | Georgia | 7.9391 | A: Non Food-Service Buildings with Small Packaged Units | 0.00064385 | 0.00076965 | 0 | 0 | 0 | 0.0022557 | 0.0024177 | 0.0017246 | 0 | 0 | 0.00010799 | 0 | 0 | 0 | 0 | 0.0023636 | 0.0024177 | 0.0017246 | 0 | 0 | 0.006506 | 240168.546
624 | pkg_0001 | Package 1, Wall & Roof Insulation + New Windows | TRUE | 12.4891 | Warehouse and Storage | GA, Bibb County | 12001_30000 | Small Packaged Unit | gen5_led | Georgia | 6.3784 | A: Non Food-Service Buildings with Small Packaged Units | 0.00053156 | 0.00063684 | 0 | 0 | 0 | 0.00081855 | 0.0024368 | 0.0016241 | 0 | 0 | 0.00082873 | 0 | 0 | 0 | 0 | 0.0016473 | 0.0024368 | 0.0016241 | 0 | 0 | 0.0057081 | 262270.6971
3981 | pkg_0001 | Package 1, Wall & Roof Insulation + New Windows | TRUE | 33.8335 | Warehouse and Storage | GA, Bibb County | 1001_3000 | Small Packaged Unit | gen5_led | Georgia | 9.3972 | A: Non Food-Service Buildings with Small Packaged Units | 0.00024525 | 0.00025857 | 0 | 0 | 0 | 0.00042362 | 0.00072634 | 0.0010201 | 0 | 0 | 0 | 0 | 0 | 0 | 0 | 0.00042362 | 0.00072634 | 0.0010201 | 0 | 0 | 0.0021697 | 67666.9892
4225 | pkg_0001 | Package 1, Wall & Roof Insulation + New Windows | TRUE | 59.1171 | Warehouse and Storage | GA, Bibb County | _1000 | Multizone CAV/VAV | gen2_t8_halogen | Georgia | 19.6639 | D: Buildings with Hydronically Heated Multizone Systems | 0.00040236 | 0.00041226 | 0 | 0 | 0 | 0.00072338 | 0.00068023 | 0.0014092 | 0 | 0 | 0.0011537 | 0 | 0 | 0 | 0 | 0.0018771 | 0.00068023 | 0.0014092 | 0 | 0 | 0.0039665 | 59117.1011
5292 | pkg_0001 | Package 1, Wall & Roof Insulation + New Windows | TRUE | 0.61771 | Warehouse and Storage | GA, Bibb County | 200001_400000 | Small Packaged Unit | gen4_led | Georgia | 4.0588 | A: Non Food-Service Buildings with Small Packaged Units | 0.00023926 | 0.00030426 | 0 | 0 | 0 | 0.00030856 | 0.001583 | 0.00064483 | 0 | 0 | 3.0076e-05 | 0 | 0 | 0 | 0 | 0.00033863 | 0.001583 | 0.00064483 | 0 | 0 | 0.0025664 | 185312.7503
5294 | pkg_0001 | Package 1, Wall & Roof Insulation + New Windows | TRUE | 2.1123 | Warehouse and Storage | GA, Bibb County | 100001_150000 | Small Packaged Unit | gen2_t8_halogen | Georgia | 4.9112 | A: Non Food-Service Buildings with Small Packaged Units | 0.00044574 | 0.0005206 | 0 | 0 | 0 | 0.00052346 | 0.0022192 | 0.0015546 | 0 | 0 | 0.00012741 | 0 | 0 | 0 | 0 | 0.00065087 | 0.0022192 | 0.0015546 | 0 | 0 | 0.0044246 | 264034.7713
5295 | pkg_0001 | Package 1, Wall & Roof Insulation + New Windows | TRUE | 3.6561 | Warehouse and Storage | GA, Bibb County | 80001_100000 | Small Packaged Unit | gen2_t8_halogen | Georgia | 6.1433 | A: Non Food-Service Buildings with Small Packaged Units | 0.00064045 | 0.00078922 | 0 | 0 | 0 | 0.00093079 | 0.0032032 | 0.0021381 | 0 | 0 | 0.00062546 | 0 | 0 | 0 | 0 | 0.0015563 | 0.0032032 | 0.0021381 | 0 | 0 | 0.0068975 | 329052.734
5297 | pkg_0001 | Package 1, Wall & Roof Insulation + New Windows | TRUE | 1.1486 | Warehouse and Storage | GA, Bibb County | 150001_200000 | Small Packaged Unit | gen4_led | Georgia | 5.8392 | A: Non Food-Service Buildings with Small Packaged Units | 0.00039115 | 0.00047133 | 0 | 0 | 0 | 0.00055196 | 0.0022018 | 0.0011379 | 0 | 0 | 0.00011342 | 0 | 0 | 0 | 0 | 0.00066538 | 0.0022018 | 0.0011379 | 0 | 0 | 0.004005 | 201013.0526
7187 | pkg_0001 | Package 1, Wall & Roof Insulation + New Windows | TRUE | 0.94617 | Warehouse and Storage | GA, Bibb County | 40001_52000 | Residential Style Central Systems | gen2_t8_halogen | Georgia | 6.1812 | H: Buildings with Residential Style Central Systems | 8.5265e-05 | 0.00010614 | 0 | 0 | 0 | 0.00017007 | 0.0003851 | 0.00030065 | 0 | 0 | 6.2157e-05 | 0 | 0 | 0 | 0 | 0.00023222 | 0.0003851 | 0.00030065 | 0 | 0 | 0.00091796 | 43523.6177
18108 | pkg_0001 | Package 1, Wall & Roof Insulation + New Windows | TRUE | 0.16497 | Warehouse and Storage | GA, Bibb County | over_1mil | Multizone CAV/VAV | gen2_t8_halogen | Georgia | 5.5391 | D: Buildings with Hydronically Heated Multizone Systems | 0.0003243 | 0.00040352 | 0 | 0 | 0 | 0.00042224 | 0.0018469 | 0.0010612 | 0 | 0 | 9.9407e-05 | 0 | 0 | 0 | 0 | 0.00052165 | 0.0018469 | 0.0010612 | 0 | 0 | 0.0034298 | 181468.3094
20450 | pkg_0001 | Package 1, Wall & Roof Insulation + New Windows | TRUE | 0.32973 | Warehouse and Storage | GA, Bibb County | 600001_1mil | Small Packaged Unit | gen3_t5_cfl | Georgia | 5.2848 | A: Non Food-Service Buildings with Small Packaged Units | 0.0004591 | 0.00056684 | 0 | 0 | 0 | 0.00075392 | 0.0025386 | 0.0014642 | 0 | 0 | 0 | 0 | 0 | 0 | 0 | 0.00075392 | 0.0025386 | 0.0014642 | 0 | 0 | 0.0047567 | 263786.36
28219 | pkg_0001 | Package 1, Wall & Roof Insulation + New Windows | TRUE | 0.083962 | Warehouse and Storage | GA, Bibb County | 400001_600000 | Residential Style Central Systems | gen5_led | Georgia | 5.152 | H: Buildings with Residential Style Central Systems | 7.0016e-05 | 8.7242e-05 | 0 | 0 | 0 | 0.00012524 | 0.00041332 | 0.000186 | 0 | 0 | 1.3444e-05 | 0 | 0 | 0 | 0 | 0.00013868 | 0.00041332 | 0.000186 | 0 | 0 | 0.000738 | 41981.0939
617 | pkg_0002 | Package 2, LED Lighting + Variable Speed HP RTU or HP Boilers | TRUE | 38.5393 | Warehouse and Storage | GA, Bibb County | 8001_12000 | Small Packaged Unit | gen4_led | Georgia | 7.2408 | A: Non Food-Service Buildings with Small Packaged Units | 0.0010735 | 0.001128 | 0 | 0 | 0 | 0.0020763 | 0.0036663 | 0.003651 | 0 | 0 | 0.00012858 | 0 | 0 | 0 | 0 | 0.0022048 | 0.0036663 | 0.003651 | 0 | 0 | 0.0095218 | 385392.7509
619 | pkg_0002 | Package 2, LED Lighting + Variable Speed HP RTU or HP Boilers | TRUE | 7.8598 | Warehouse and Storage | GA, Bibb County | 30001_40000 | Small Packaged Unit | gen5_led | Georgia | 6.5743 | A: Non Food-Service Buildings with Small Packaged Units | 0.00061971 | 0.00073191 | 0 | 0 | 0 | 0.0023451 | 0.0023121 | 0.0014475 | 0 | 0 | 6.6451e-05 | 0 | 0 | 0 | 0 | 0.0024115 | 0.0023121 | 0.0014475 | 0 | 0 | 0.006171 | 275094.1758
621 | pkg_0002 | Package 2, LED Lighting + Variable Speed HP RTU or HP Boilers | TRUE | 45.9176 | Warehouse and Storage | GA, Bibb County | 3001_8000 | Small Packaged Unit | gen2_t8_halogen | Georgia | 8.1747 | A: Non Food-Service Buildings with Small Packaged Units | 0.00079344 | 0.00083931 | 0 | 0 | 0 | 0.0017235 | 0.0026265 | 0.0026918 | 0 | 0 | 3.0465e-06 | 0 | 0 | 0 | 0 | 0.0017265 | 0.0026265 | 0.0026918 | 0 | 0 | 0.0070444 | 252546.8417
622 | pkg_0002 | Package 2, LED Lighting + Variable Speed HP RTU or HP Boilers | TRUE | 5.4264 | Warehouse and Storage | GA, Bibb County | 52001_64000 | Small Packaged Unit | gen2_t8_halogen | Georgia | 4.9394 | A: Non Food-Service Buildings with Small Packaged Units | 0.00051398 | 0.00063061 | 0 | 0 | 0 | 0.00096245 | 0.0027499 | 0.0015632 | 0 | 0 | 2.8854e-05 | 0 | 0 | 0 | 0 | 0.00099131 | 0.0027499 | 0.0015632 | 0 | 0 | 0.0053044 | 314731.7079
623 | pkg_0002 | Package 2, LED Lighting + Variable Speed HP RTU or HP Boilers | TRUE | 3.2022 | Warehouse and Storage | GA, Bibb County | 70001_80000 | Small Packaged Unit | gen2_t8_halogen | Georgia | 6.3686 | A: Non Food-Service Buildings with Small Packaged Units | 0.00051775 | 0.00062156 | 0 | 0 | 0 | 0.0014067 | 0.0024177 | 0.0013872 | 0 | 0 | 7.3451e-06 | 0 | 0 | 0 | 0 | 0.0014141 | 0.0024177 | 0.0013872 | 0 | 0 | 0.005219 | 240168.546
624 | pkg_0002 | Package 2, LED Lighting + Variable Speed HP RTU or HP Boilers | TRUE | 12.4891 | Warehouse and Storage | GA, Bibb County | 12001_30000 | Small Packaged Unit | gen5_led | Georgia | 5.6511 | A: Non Food-Service Buildings with Small Packaged Units | 0.00050533 | 0.00059791 | 0 | 0 | 0 | 0.00090568 | 0.0024368 | 0.0016241 | 0 | 0 | 9.0674e-05 | 0 | 0 | 0 | 0 | 0.00099635 | 0.0024368 | 0.0016241 | 0 | 0 | 0.0050572 | 262270.6971
3981 | pkg_0002 | Package 2, LED Lighting + Variable Speed HP RTU or HP Boilers | TRUE | 33.8335 | Warehouse and Storage | GA, Bibb County | 1001_3000 | Small Packaged Unit | gen5_led | Georgia | 9.6042 | A: Non Food-Service Buildings with Small Packaged Units | 0.00025037 | 0.00026427 | 0 | 0 | 0 | 0.00047108 | 0.00072634 | 0.0010201 | 0 | 0 | 0 | 0 | 0 | 0 | 0 | 0.00047108 | 0.00072634 | 0.0010201 | 0 | 0 | 0.0022175 | 67666.9892
4225 | pkg_0002 | Package 2, LED Lighting + Variable Speed HP RTU or HP Boilers | TRUE | 59.1171 | Warehouse and Storage | GA, Bibb County | _1000 | Multizone CAV/VAV | gen2_t8_halogen | Georgia | 22.9361 | D: Buildings with Hydronically Heated Multizone Systems | 0.00053936 | 0.00055135 | 0 | 0 | 0 | 0.0026363 | 0.00068023 | 0.0013106 | 0 | 0 | 0 | 0 | 0 | 0 | 0 | 0.0026363 | 0.00068023 | 0.0013106 | 0 | 0 | 0.0046266 | 59117.1011
5292 | pkg_0002 | Package 2, LED Lighting + Variable Speed HP RTU or HP Boilers | TRUE | 0.61771 | Warehouse and Storage | GA, Bibb County | 200001_400000 | Small Packaged Unit | gen4_led | Georgia | 4.0322 | A: Non Food-Service Buildings with Small Packaged Units | 0.0002381 | 0.00029972 | 0 | 0 | 0 | 0.00024332 | 0.001583 | 0.00064483 | 0 | 0 | 7.8512e-05 | 0 | 0 | 0 | 0 | 0.00032184 | 0.001583 | 0.00064483 | 0 | 0 | 0.0025496 | 185312.7503
5294 | pkg_0002 | Package 2, LED Lighting + Variable Speed HP RTU or HP Boilers | TRUE | 2.1123 | Warehouse and Storage | GA, Bibb County | 100001_150000 | Small Packaged Unit | gen2_t8_halogen | Georgia | 4.5943 | A: Non Food-Service Buildings with Small Packaged Units | 0.00042837 | 0.00049064 | 0 | 0 | 0 | 0.00060478 | 0.0022192 | 0.0012653 | 0 | 0 | 4.9911e-05 | 0 | 0 | 0 | 0 | 0.00065469 | 0.0022192 | 0.0012653 | 0 | 0 | 0.0041391 | 264034.7713
5295 | pkg_0002 | Package 2, LED Lighting + Variable Speed HP RTU or HP Boilers | TRUE | 3.6561 | Warehouse and Storage | GA, Bibb County | 80001_100000 | Small Packaged Unit | gen2_t8_halogen | Georgia | 5.4774 | A: Non Food-Service Buildings with Small Packaged Units | 0.00060423 | 0.00072813 | 0 | 0 | 0 | 0.0011601 | 0.0032032 | 0.0016962 | 0 | 0 | 9.048e-05 | 0 | 0 | 0 | 0 | 0.0012506 | 0.0032032 | 0.0016962 | 0 | 0 | 0.0061499 | 329052.734
5297 | pkg_0002 | Package 2, LED Lighting + Variable Speed HP RTU or HP Boilers | TRUE | 1.1486 | Warehouse and Storage | GA, Bibb County | 150001_200000 | Small Packaged Unit | gen4_led | Georgia | 5.708 | A: Non Food-Service Buildings with Small Packaged Units | 0.00038774 | 0.00046535 | 0 | 0 | 0 | 0.00055265 | 0.0022018 | 0.0011379 | 0 | 0 | 2.2743e-05 | 0 | 0 | 0 | 0 | 0.00057539 | 0.0022018 | 0.0011379 | 0 | 0 | 0.003915 | 201013.0526
7187 | pkg_0002 | Package 2, LED Lighting + Variable Speed HP RTU or HP Boilers | TRUE | 0.94617 | Warehouse and Storage | GA, Bibb County | 40001_52000 | Residential Style Central Systems | gen2_t8_halogen | Georgia | 7.2475 | H: Buildings with Residential Style Central Systems | 9.5943e-05 | 0.00012112 | 0 | 0 | 0 | 0.00030549 | 0.0003851 | 0.00024937 | 0 | 0 | 0.00013636 | 0 | 0 | 0 | 0 | 0.00044185 | 0.0003851 | 0.00024937 | 0 | 0 | 0.0010763 | 43523.6177
18108 | pkg_0002 | Package 2, LED Lighting + Variable Speed HP RTU or HP Boilers | TRUE | 0.16497 | Warehouse and Storage | GA, Bibb County | over_1mil | Multizone CAV/VAV | gen2_t8_halogen | Georgia | 5.2346 | D: Buildings with Hydronically Heated Multizone Systems | 0.00031438 | 0.00038626 | 0 | 0 | 0 | 0.00059182 | 0.0018469 | 0.00080252 | 0 | 0 | 0 | 0 | 0 | 0 | 0 | 0.00059182 | 0.0018469 | 0.00080252 | 0 | 0 | 0.0032413 | 181468.3094
20450 | pkg_0002 | Package 2, LED Lighting + Variable Speed HP RTU or HP Boilers | TRUE | 0.32973 | Warehouse and Storage | GA, Bibb County | 600001_1mil | Small Packaged Unit | gen3_t5_cfl | Georgia | 4.9078 | A: Non Food-Service Buildings with Small Packaged Units | 0.00043432 | 0.00052641 | 0 | 0 | 0 | 0.00075601 | 0.0025386 | 0.0011228 | 0 | 0 | 0 | 0 | 0 | 0 | 0 | 0.00075601 | 0.0025386 | 0.0011228 | 0 | 0 | 0.0044174 | 263786.36
28219 | pkg_0002 | Package 2, LED Lighting + Variable Speed HP RTU or HP Boilers | FALSE | 0.083962 | Warehouse and Storage | GA, Bibb County | 400001_600000 | Residential Style Central Systems | gen5_led | Georgia | 5.5665 | H: Buildings with Residential Style Central Systems | 7.342e-05 | 9.2013e-05 | 0 | 0 | 0 | 0.00014058 | 0.00041332 | 0.000186 | 0 | 0 | 5.7475e-05 | 0 | 0 | 0 | 0 | 0.00019806 | 0.00041332 | 0.000186 | 0 | 0 | 0.00079738 | 41981.0939
617 | pkg_0003 | Package 3, LED Lighting + Standard Performance HP RTU or HP Boilers | TRUE | 38.5393 | Warehouse and Storage | GA, Bibb County | 8001_12000 | Small Packaged Unit | gen4_led | Georgia | 7.7989 | A: Non Food-Service Buildings with Small Packaged Units | 0.0011594 | 0.0012154 | 0 | 0 | 0 | 0.0028101 | 0.0036663 | 0.003651 | 0 | 0 | 0.00012858 | 0 | 0 | 0 | 0 | 0.0029387 | 0.0036663 | 0.003651 | 0 | 0 | 0.010256 | 385392.7509
619 | pkg_0003 | Package 3, LED Lighting + Standard Performance HP RTU or HP Boilers | TRUE | 7.8598 | Warehouse and Storage | GA, Bibb County | 30001_40000 | Small Packaged Unit | gen5_led | Georgia | 7.1833 | A: Non Food-Service Buildings with Small Packaged Units | 0.00067899 | 0.00080004 | 0 | 0 | 0 | 0.0029169 | 0.0023121 | 0.0014475 | 0 | 0 | 6.6302e-05 | 0 | 0 | 0 | 0 | 0.0029832 | 0.0023121 | 0.0014475 | 0 | 0 | 0.0067427 | 275094.1758
621 | pkg_0003 | Package 3, LED Lighting + Standard Performance HP RTU or HP Boilers | TRUE | 45.9176 | Warehouse and Storage | GA, Bibb County | 3001_8000 | Small Packaged Unit | gen2_t8_halogen | Georgia | 8.7677 | A: Non Food-Service Buildings with Small Packaged Units | 0.00085252 | 0.00090018 | 0 | 0 | 0 | 0.002234 | 0.0026265 | 0.0026918 | 0 | 0 | 3.0465e-06 | 0 | 0 | 0 | 0 | 0.002237 | 0.0026265 | 0.0026918 | 0 | 0 | 0.0075553 | 252546.8417
622 | pkg_0003 | Package 3, LED Lighting + Standard Performance HP RTU or HP Boilers | TRUE | 5.4264 | Warehouse and Storage | GA, Bibb County | 52001_64000 | Small Packaged Unit | gen2_t8_halogen | Georgia | 5.1668 | A: Non Food-Service Buildings with Small Packaged Units | 0.00054034 | 0.00065971 | 0 | 0 | 0 | 0.0012067 | 0.0027499 | 0.0015632 | 0 | 0 | 2.8854e-05 | 0 | 0 | 0 | 0 | 0.0012355 | 0.0027499 | 0.0015632 | 0 | 0 | 0.0055486 | 314731.7079
623 | pkg_0003 | Package 3, LED Lighting + Standard Performance HP RTU or HP Boilers | TRUE | 3.2022 | Warehouse and Storage | GA, Bibb County | 70001_80000 | Small Packaged Unit | gen2_t8_halogen | Georgia | 6.8302 | A: Non Food-Service Buildings with Small Packaged Units | 0.00055952 | 0.00066663 | 0 | 0 | 0 | 0.0017849 | 0.0024177 | 0.0013872 | 0 | 0 | 7.3754e-06 | 0 | 0 | 0 | 0 | 0.0017923 | 0.0024177 | 0.0013872 | 0 | 0 | 0.0055973 | 240168.546
624 | pkg_0003 | Package 3, LED Lighting + Standard Performance HP RTU or HP Boilers | TRUE | 12.4891 | Warehouse and Storage | GA, Bibb County | 12001_30000 | Small Packaged Unit | gen5_led | Georgia | 5.9164 | A: Non Food-Service Buildings with Small Packaged Units | 0.0005313 | 0.00062619 | 0 | 0 | 0 | 0.001143 | 0.0024368 | 0.0016241 | 0 | 0 | 9.0674e-05 | 0 | 0 | 0 | 0 | 0.0012337 | 0.0024368 | 0.0016241 | 0 | 0 | 0.0052946 | 262270.6971
3981 | pkg_0003 | Package 3, LED Lighting + Standard Performance HP RTU or HP Boilers | TRUE | 33.8335 | Warehouse and Storage | GA, Bibb County | 1001_3000 | Small Packaged Unit | gen5_led | Georgia | 10.1514 | A: Non Food-Service Buildings with Small Packaged Units | 0.00026459 | 0.0002793 | 0 | 0 | 0 | 0.00059743 | 0.00072634 | 0.0010201 | 0 | 0 | 0 | 0 | 0 | 0 | 0 | 0.00059743 | 0.00072634 | 0.0010201 | 0 | 0 | 0.0023438 | 67666.9892
4225 | pkg_0003 | Package 3, LED Lighting + Standard Performance HP RTU or HP Boilers | TRUE | 59.1171 | Warehouse and Storage | GA, Bibb County | _1000 | Multizone CAV/VAV | gen2_t8_halogen | Georgia | 22.9361 | D: Buildings with Hydronically Heated Multizone Systems | 0.00053936 | 0.00055135 | 0 | 0 | 0 | 0.0026363 | 0.00068023 | 0.0013106 | 0 | 0 | 0 | 0 | 0 | 0 | 0 | 0.0026363 | 0.00068023 | 0.0013106 | 0 | 0 | 0.0046266 | 59117.1011
5292 | pkg_0003 | Package 3, LED Lighting + Standard Performance HP RTU or HP Boilers | TRUE | 0.61771 | Warehouse and Storage | GA, Bibb County | 200001_400000 | Small Packaged Unit | gen4_led | Georgia | 4.0944 | A: Non Food-Service Buildings with Small Packaged Units | 0.00024172 | 0.00030441 | 0 | 0 | 0 | 0.00028263 | 0.001583 | 0.00064483 | 0 | 0 | 7.8542e-05 | 0 | 0 | 0 | 0 | 0.00036117 | 0.001583 | 0.00064483 | 0 | 0 | 0.002589 | 185312.7503
5294 | pkg_0003 | Package 3, LED Lighting + Standard Performance HP RTU or HP Boilers | TRUE | 2.1123 | Warehouse and Storage | GA, Bibb County | 100001_150000 | Small Packaged Unit | gen2_t8_halogen | Georgia | 4.7829 | A: Non Food-Service Buildings with Small Packaged Units | 0.00044754 | 0.00051089 | 0 | 0 | 0 | 0.0007747 | 0.0022192 | 0.0012653 | 0 | 0 | 4.9911e-05 | 0 | 0 | 0 | 0 | 0.00082461 | 0.0022192 | 0.0012653 | 0 | 0 | 0.0043091 | 264034.7713
5295 | pkg_0003 | Package 3, LED Lighting + Standard Performance HP RTU or HP Boilers | TRUE | 3.6561 | Warehouse and Storage | GA, Bibb County | 80001_100000 | Small Packaged Unit | gen2_t8_halogen | Georgia | 5.7499 | A: Non Food-Service Buildings with Small Packaged Units | 0.00063702 | 0.0007646 | 0 | 0 | 0 | 0.0014662 | 0.0032032 | 0.0016962 | 0 | 0 | 9.048e-05 | 0 | 0 | 0 | 0 | 0.0015566 | 0.0032032 | 0.0016962 | 0 | 0 | 0.0064559 | 329052.734
5297 | pkg_0003 | Package 3, LED Lighting + Standard Performance HP RTU or HP Boilers | TRUE | 1.1486 | Warehouse and Storage | GA, Bibb County | 150001_200000 | Small Packaged Unit | gen4_led | Georgia | 5.9271 | A: Non Food-Service Buildings with Small Packaged Units | 0.00040376 | 0.00048327 | 0 | 0 | 0 | 0.00070296 | 0.0022018 | 0.0011379 | 0 | 0 | 2.2754e-05 | 0 | 0 | 0 | 0 | 0.00072571 | 0.0022018 | 0.0011379 | 0 | 0 | 0.0040653 | 201013.0526
7187 | pkg_0003 | Package 3, LED Lighting + Standard Performance HP RTU or HP Boilers | TRUE | 0.94617 | Warehouse and Storage | GA, Bibb County | 40001_52000 | Residential Style Central Systems | gen2_t8_halogen | Georgia | 7.2475 | H: Buildings with Residential Style Central Systems | 9.5943e-05 | 0.00012112 | 0 | 0 | 0 | 0.00030549 | 0.0003851 | 0.00024937 | 0 | 0 | 0.00013636 | 0 | 0 | 0 | 0 | 0.00044185 | 0.0003851 | 0.00024937 | 0 | 0 | 0.0010763 | 43523.6177
18108 | pkg_0003 | Package 3, LED Lighting + Standard Performance HP RTU or HP Boilers | TRUE | 0.16497 | Warehouse and Storage | GA, Bibb County | over_1mil | Multizone CAV/VAV | gen2_t8_halogen | Georgia | 5.2346 | D: Buildings with Hydronically Heated Multizone Systems | 0.00031438 | 0.00038626 | 0 | 0 | 0 | 0.00059182 | 0.0018469 | 0.00080252 | 0 | 0 | 0 | 0 | 0 | 0 | 0 | 0.00059182 | 0.0018469 | 0.00080252 | 0 | 0 | 0.0032413 | 181468.3094
20450 | pkg_0003 | Package 3, LED Lighting + Standard Performance HP RTU or HP Boilers | TRUE | 0.32973 | Warehouse and Storage | GA, Bibb County | 600001_1mil | Small Packaged Unit | gen3_t5_cfl | Georgia | 5.1138 | A: Non Food-Service Buildings with Small Packaged Units | 0.00045382 | 0.00054851 | 0 | 0 | 0 | 0.00094144 | 0.0025386 | 0.0011228 | 0 | 0 | 0 | 0 | 0 | 0 | 0 | 0.00094144 | 0.0025386 | 0.0011228 | 0 | 0 | 0.0046028 | 263786.36
28219 | pkg_0003 | Package 3, LED Lighting + Standard Performance HP RTU or HP Boilers | FALSE | 0.083962 | Warehouse and Storage | GA, Bibb County | 400001_600000 | Residential Style Central Systems | gen5_led | Georgia | 5.5665 | H: Buildings with Residential Style Central Systems | 7.342e-05 | 9.2013e-05 | 0 | 0 | 0 | 0.00014058 | 0.00041332 | 0.000186 | 0 | 0 | 5.7475e-05 | 0 | 0 | 0 | 0 | 0.00019806 | 0.00041332 | 0.000186 | 0 | 0 | 0.00079738 | 41981.0939
617 | pkg_0004 | Package 4, Package 1 + Package 2 | TRUE | 38.5393 | Warehouse and Storage | GA, Bibb County | 8001_12000 | Small Packaged Unit | gen4_led | Georgia | 6.7172 | A: Non Food-Service Buildings with Small Packaged Units | 0.0010014 | 0.0010526 | 0 | 0 | 0 | 0.0015163 | 0.0036663 | 0.003651 | 0 | 0 | 0 | 0 | 0 | 0 | 0 | 0.0015163 | 0.0036663 | 0.003651 | 0 | 0 | 0.0088332 | 385392.7509
619 | pkg_0004 | Package 4, Package 1 + Package 2 | TRUE | 7.8598 | Warehouse and Storage | GA, Bibb County | 30001_40000 | Small Packaged Unit | gen5_led | Georgia | 6.0866 | A: Non Food-Service Buildings with Small Packaged Units | 0.00058342 | 0.00067999 | 0 | 0 | 0 | 0.0019376 | 0.0023121 | 0.0014475 | 0 | 0 | 1.6091e-05 | 0 | 0 | 0 | 0 | 0.0019537 | 0.0023121 | 0.0014475 | 0 | 0 | 0.0057132 | 275094.1758
621 | pkg_0004 | Package 4, Package 1 + Package 2 | TRUE | 45.9176 | Warehouse and Storage | GA, Bibb County | 3001_8000 | Small Packaged Unit | gen2_t8_halogen | Georgia | 7.6485 | A: Non Food-Service Buildings with Small Packaged Units | 0.00074617 | 0.00078545 | 0 | 0 | 0 | 0.0012726 | 0.0026265 | 0.0026918 | 0 | 0 | 0 | 0 | 0 | 0 | 0 | 0.0012726 | 0.0026265 | 0.0026918 | 0 | 0 | 0.0065909 | 252546.8417
622 | pkg_0004 | Package 4, Package 1 + Package 2 | TRUE | 5.4264 | Warehouse and Storage | GA, Bibb County | 52001_64000 | Small Packaged Unit | gen2_t8_halogen | Georgia | 4.6165 | A: Non Food-Service Buildings with Small Packaged Units | 0.00048085 | 0.0005908 | 0 | 0 | 0 | 0.0006446 | 0.0027499 | 0.0015632 | 0 | 0 | 0 | 0 | 0 | 0 | 0 | 0.0006446 | 0.0027499 | 0.0015632 | 0 | 0 | 0.0049577 | 314731.7079
623 | pkg_0004 | Package 4, Package 1 + Package 2 | TRUE | 3.2022 | Warehouse and Storage | GA, Bibb County | 70001_80000 | Small Packaged Unit | gen2_t8_halogen | Georgia | 6.1404 | A: Non Food-Service Buildings with Small Packaged Units | 0.00050312 | 0.00059965 | 0 | 0 | 0 | 0.001227 | 0.0024177 | 0.0013872 | 0 | 0 | 9.1054e-08 | 0 | 0 | 0 | 0 | 0.001227 | 0.0024177 | 0.0013872 | 0 | 0 | 0.005032 | 240168.546
624 | pkg_0004 | Package 4, Package 1 + Package 2 | TRUE | 12.4891 | Warehouse and Storage | GA, Bibb County | 12001_30000 | Small Packaged Unit | gen5_led | Georgia | 5.4398 | A: Non Food-Service Buildings with Small Packaged Units | 0.00048795 | 0.00057748 | 0 | 0 | 0 | 0.00075676 | 0.0024368 | 0.0016241 | 0 | 0 | 5.0427e-05 | 0 | 0 | 0 | 0 | 0.00080719 | 0.0024368 | 0.0016241 | 0 | 0 | 0.0048681 | 262270.6971
3981 | pkg_0004 | Package 4, Package 1 + Package 2 | TRUE | 33.8335 | Warehouse and Storage | GA, Bibb County | 1001_3000 | Small Packaged Unit | gen5_led | Georgia | 8.7667 | A: Non Food-Service Buildings with Small Packaged Units | 0.00023068 | 0.0002412 | 0 | 0 | 0 | 0.00027771 | 0.00072634 | 0.0010201 | 0 | 0 | 0 | 0 | 0 | 0 | 0 | 0.00027771 | 0.00072634 | 0.0010201 | 0 | 0 | 0.0020241 | 67666.9892
4225 | pkg_0004 | Package 4, Package 1 + Package 2 | TRUE | 59.1171 | Warehouse and Storage | GA, Bibb County | _1000 | Multizone CAV/VAV | gen2_t8_halogen | Georgia | 20.8722 | D: Buildings with Hydronically Heated Multizone Systems | 0.00048894 | 0.00050172 | 0 | 0 | 0 | 0.0022194 | 0.00068023 | 0.0013106 | 0 | 0 | 0 | 0 | 0 | 0 | 0 | 0.0022194 | 0.00068023 | 0.0013106 | 0 | 0 | 0.0042103 | 59117.1011
5292 | pkg_0004 | Package 4, Package 1 + Package 2 | TRUE | 0.61771 | Warehouse and Storage | GA, Bibb County | 200001_400000 | Small Packaged Unit | gen4_led | Georgia | 3.9098 | A: Non Food-Service Buildings with Small Packaged Units | 0.00023259 | 0.00029348 | 0 | 0 | 0 | 0.00022283 | 0.001583 | 0.00064483 | 0 | 0 | 2.1622e-05 | 0 | 0 | 0 | 0 | 0.00024445 | 0.001583 | 0.00064483 | 0 | 0 | 0.0024722 | 185312.7503
5294 | pkg_0004 | Package 4, Package 1 + Package 2 | TRUE | 2.1123 | Warehouse and Storage | GA, Bibb County | 100001_150000 | Small Packaged Unit | gen2_t8_halogen | Georgia | 4.3477 | A: Non Food-Service Buildings with Small Packaged Units | 0.00040704 | 0.00046666 | 0 | 0 | 0 | 0.0004303 | 0.0022192 | 0.0012653 | 0 | 0 | 2.1622e-06 | 0 | 0 | 0 | 0 | 0.00043246 | 0.0022192 | 0.0012653 | 0 | 0 | 0.0039169 | 264034.7713
5295 | pkg_0004 | Package 4, Package 1 + Package 2 | TRUE | 3.6561 | Warehouse and Storage | GA, Bibb County | 80001_100000 | Small Packaged Unit | gen2_t8_halogen | Georgia | 5.1989 | A: Non Food-Service Buildings with Small Packaged Units | 0.00057654 | 0.00069394 | 0 | 0 | 0 | 0.00090605 | 0.0032032 | 0.0016962 | 0 | 0 | 3.1777e-05 | 0 | 0 | 0 | 0 | 0.00093783 | 0.0032032 | 0.0016962 | 0 | 0 | 0.0058372 | 329052.734
5297 | pkg_0004 | Package 4, Package 1 + Package 2 | TRUE | 1.1486 | Warehouse and Storage | GA, Bibb County | 150001_200000 | Small Packaged Unit | gen4_led | Georgia | 5.485 | A: Non Food-Service Buildings with Small Packaged Units | 0.00037469 | 0.0004482 | 0 | 0 | 0 | 0.00042012 | 0.0022018 | 0.0011379 | 0 | 0 | 2.3516e-06 | 0 | 0 | 0 | 0 | 0.00042247 | 0.0022018 | 0.0011379 | 0 | 0 | 0.0037621 | 201013.0526
7187 | pkg_0004 | Package 4, Package 1 + Package 2 | TRUE | 0.94617 | Warehouse and Storage | GA, Bibb County | 40001_52000 | Residential Style Central Systems | gen2_t8_halogen | Georgia | 5.8329 | H: Buildings with Residential Style Central Systems | 8.0972e-05 | 9.9677e-05 | 0 | 0 | 0 | 0.00016396 | 0.0003851 | 0.00024937 | 0 | 0 | 6.7797e-05 | 0 | 0 | 0 | 0 | 0.00023176 | 0.0003851 | 0.00024937 | 0 | 0 | 0.00086623 | 43523.6177
18108 | pkg_0004 | Package 4, Package 1 + Package 2 | TRUE | 0.16497 | Warehouse and Storage | GA, Bibb County | over_1mil | Multizone CAV/VAV | gen2_t8_halogen | Georgia | 5.0057 | D: Buildings with Hydronically Heated Multizone Systems | 0.00029922 | 0.00036936 | 0 | 0 | 0 | 0.00045004 | 0.0018469 | 0.00080252 | 0 | 0 | 0 | 0 | 0 | 0 | 0 | 0.00045004 | 0.0018469 | 0.00080252 | 0 | 0 | 0.0030995 | 181468.3094
20450 | pkg_0004 | Package 4, Package 1 + Package 2 | TRUE | 0.32973 | Warehouse and Storage | GA, Bibb County | 600001_1mil | Small Packaged Unit | gen3_t5_cfl | Georgia | 4.7023 | A: Non Food-Service Buildings with Small Packaged Units | 0.00041479 | 0.00050437 | 0 | 0 | 0 | 0.000571 | 0.0025386 | 0.0011228 | 0 | 0 | 0 | 0 | 0 | 0 | 0 | 0.000571 | 0.0025386 | 0.0011228 | 0 | 0 | 0.0042324 | 263786.36
28219 | pkg_0004 | Package 4, Package 1 + Package 2 | TRUE | 0.083962 | Warehouse and Storage | GA, Bibb County | 400001_600000 | Residential Style Central Systems | gen5_led | Georgia | 5.152 | H: Buildings with Residential Style Central Systems | 7.0016e-05 | 8.7242e-05 | 0 | 0 | 0 | 0.00012524 | 0.00041332 | 0.000186 | 0 | 0 | 1.3444e-05 | 0 | 0 | 0 | 0 | 0.00013868 | 0.00041332 | 0.000186 | 0 | 0 | 0.000738 | 41981.0939
617 | pkg_0005 | Package 5, Variable Speed HP RTU or HP Boilers + Economizer + DCV + Energy Recovery | TRUE | 38.5393 | Warehouse and Storage | GA, Bibb County | 8001_12000 | Small Packaged Unit | gen4_led | Georgia | 7.2433 | A: Non Food-Service Buildings with Small Packaged Units | 0.0010729 | 0.0011284 | 0 | 0 | 0 | 0.0020795 | 0.0036663 | 0.003651 | 0 | 0 | 0.00012858 | 0 | 0 | 0 | 0 | 0.0022081 | 0.0036663 | 0.003651 | 0 | 0 | 0.0095251 | 385392.7509
619 | pkg_0005 | Package 5, Variable Speed HP RTU or HP Boilers + Economizer + DCV + Energy Recovery | TRUE | 7.8598 | Warehouse and Storage | GA, Bibb County | 30001_40000 | Small Packaged Unit | gen5_led | Georgia | 6.6281 | A: Non Food-Service Buildings with Small Packaged Units | 0.00062482 | 0.00073791 | 0 | 0 | 0 | 0.0023952 | 0.0023121 | 0.0014475 | 0 | 0 | 6.6824e-05 | 0 | 0 | 0 | 0 | 0.002462 | 0.0023121 | 0.0014475 | 0 | 0 | 0.0062215 | 275094.1758
621 | pkg_0005 | Package 5, Variable Speed HP RTU or HP Boilers + Economizer + DCV + Energy Recovery | TRUE | 45.9176 | Warehouse and Storage | GA, Bibb County | 3001_8000 | Small Packaged Unit | gen2_t8_halogen | Georgia | 8.6404 | A: Non Food-Service Buildings with Small Packaged Units | 0.00083236 | 0.00088715 | 0 | 0 | 0 | 0.0017548 | 0.0026265 | 0.0030622 | 0 | 0 | 2.6113e-06 | 0 | 0 | 0 | 0 | 0.0017574 | 0.0026265 | 0.0030622 | 0 | 0 | 0.0074457 | 252546.8417
622 | pkg_0005 | Package 5, Variable Speed HP RTU or HP Boilers + Economizer + DCV + Energy Recovery | TRUE | 5.4264 | Warehouse and Storage | GA, Bibb County | 52001_64000 | Small Packaged Unit | gen2_t8_halogen | Georgia | 5.281 | A: Non Food-Service Buildings with Small Packaged Units | 0.00054299 | 0.00067446 | 0 | 0 | 0 | 0.00096749 | 0.0027499 | 0.0019275 | 0 | 0 | 2.6539e-05 | 0 | 0 | 0 | 0 | 0.00099404 | 0.0027499 | 0.0019275 | 0 | 0 | 0.0056714 | 314731.7079
623 | pkg_0005 | Package 5, Variable Speed HP RTU or HP Boilers + Economizer + DCV + Energy Recovery | TRUE | 3.2022 | Warehouse and Storage | GA, Bibb County | 70001_80000 | Small Packaged Unit | gen2_t8_halogen | Georgia | 6.8203 | A: Non Food-Service Buildings with Small Packaged Units | 0.00054969 | 0.00066572 | 0 | 0 | 0 | 0.0014404 | 0.0024177 | 0.0017246 | 0 | 0 | 6.4345e-06 | 0 | 0 | 0 | 0 | 0.0014469 | 0.0024177 | 0.0017246 | 0 | 0 | 0.0055892 | 240168.546
624 | pkg_0005 | Package 5, Variable Speed HP RTU or HP Boilers + Economizer + DCV + Energy Recovery | TRUE | 12.4891 | Warehouse and Storage | GA, Bibb County | 12001_30000 | Small Packaged Unit | gen5_led | Georgia | 5.6448 | A: Non Food-Service Buildings with Small Packaged Units | 0.00050444 | 0.00059725 | 0 | 0 | 0 | 0.0009 | 0.0024368 | 0.0016241 | 0 | 0 | 9.0674e-05 | 0 | 0 | 0 | 0 | 0.00099067 | 0.0024368 | 0.0016241 | 0 | 0 | 0.0050516 | 262270.6971
3981 | pkg_0005 | Package 5, Variable Speed HP RTU or HP Boilers + Economizer + DCV + Energy Recovery | TRUE | 33.8335 | Warehouse and Storage | GA, Bibb County | 1001_3000 | Small Packaged Unit | gen5_led | Georgia | 9.5958 | A: Non Food-Service Buildings with Small Packaged Units | 0.00025013 | 0.00026404 | 0 | 0 | 0 | 0.00046948 | 0.00072634 | 0.0010201 | 0 | 0 | 0 | 0 | 0 | 0 | 0 | 0.00046948 | 0.00072634 | 0.0010201 | 0 | 0 | 0.0022156 | 67666.9892
4225 | pkg_0005 | Package 5, Variable Speed HP RTU or HP Boilers + Economizer + DCV + Energy Recovery | TRUE | 59.1171 | Warehouse and Storage | GA, Bibb County | _1000 | Multizone CAV/VAV | gen2_t8_halogen | Georgia | 23.3333 | D: Buildings with Hydronically Heated Multizone Systems | 0.0005465 | 0.00056086 | 0 | 0 | 0 | 0.0026173 | 0.00068023 | 0.0014092 | 0 | 0 | 0 | 0 | 0 | 0 | 0 | 0.0026173 | 0.00068023 | 0.0014092 | 0 | 0 | 0.0047067 | 59117.1011
5292 | pkg_0005 | Package 5, Variable Speed HP RTU or HP Boilers + Economizer + DCV + Energy Recovery | TRUE | 0.61771 | Warehouse and Storage | GA, Bibb County | 200001_400000 | Small Packaged Unit | gen4_led | Georgia | 4.0332 | A: Non Food-Service Buildings with Small Packaged Units | 0.00023823 | 0.00029979 | 0 | 0 | 0 | 0.00024382 | 0.001583 | 0.00064483 | 0 | 0 | 7.8618e-05 | 0 | 0 | 0 | 0 | 0.00032244 | 0.001583 | 0.00064483 | 0 | 0 | 0.0025502 | 185312.7503
5294 | pkg_0005 | Package 5, Variable Speed HP RTU or HP Boilers + Economizer + DCV + Energy Recovery | TRUE | 2.1123 | Warehouse and Storage | GA, Bibb County | 100001_150000 | Small Packaged Unit | gen2_t8_halogen | Georgia | 4.9194 | A: Non Food-Service Buildings with Small Packaged Units | 0.00045431 | 0.00052574 | 0 | 0 | 0 | 0.00061215 | 0.0022192 | 0.0015546 | 0 | 0 | 4.6127e-05 | 0 | 0 | 0 | 0 | 0.00065828 | 0.0022192 | 0.0015546 | 0 | 0 | 0.004432 | 264034.7713
5295 | pkg_0005 | Package 5, Variable Speed HP RTU or HP Boilers + Economizer + DCV + Energy Recovery | TRUE | 3.6561 | Warehouse and Storage | GA, Bibb County | 80001_100000 | Small Packaged Unit | gen2_t8_halogen | Georgia | 5.8629 | A: Non Food-Service Buildings with Small Packaged Units | 0.00063955 | 0.00078 | 0 | 0 | 0 | 0.0011566 | 0.0032032 | 0.0021381 | 0 | 0 | 8.4901e-05 | 0 | 0 | 0 | 0 | 0.0012415 | 0.0032032 | 0.0021381 | 0 | 0 | 0.0065827 | 329052.734
5297 | pkg_0005 | Package 5, Variable Speed HP RTU or HP Boilers + Economizer + DCV + Energy Recovery | TRUE | 1.1486 | Warehouse and Storage | GA, Bibb County | 150001_200000 | Small Packaged Unit | gen4_led | Georgia | 5.7133 | A: Non Food-Service Buildings with Small Packaged Units | 0.00038802 | 0.00046579 | 0 | 0 | 0 | 0.00055626 | 0.0022018 | 0.0011379 | 0 | 0 | 2.2776e-05 | 0 | 0 | 0 | 0 | 0.00057904 | 0.0022018 | 0.0011379 | 0 | 0 | 0.0039187 | 201013.0526
7187 | pkg_0005 | Package 5, Variable Speed HP RTU or HP Boilers + Economizer + DCV + Energy Recovery | FALSE | 0.94617 | Warehouse and Storage | GA, Bibb County | 40001_52000 | Residential Style Central Systems | gen2_t8_halogen | Georgia | 7.5961 | H: Buildings with Residential Style Central Systems | 0.0001002 | 0.00012757 | 0 | 0 | 0 | 0.00031123 | 0.0003851 | 0.00030065 | 0 | 0 | 0.00013111 | 0 | 0 | 0 | 0 | 0.00044234 | 0.0003851 | 0.00030065 | 0 | 0 | 0.0011281 | 43523.6177
18108 | pkg_0005 | Package 5, Variable Speed HP RTU or HP Boilers + Economizer + DCV + Energy Recovery | TRUE | 0.16497 | Warehouse and Storage | GA, Bibb County | over_1mil | Multizone CAV/VAV | gen2_t8_halogen | Georgia | 5.6224 | D: Buildings with Hydronically Heated Multizone Systems | 0.00033496 | 0.00041487 | 0 | 0 | 0 | 0.00057323 | 0.0018469 | 0.0010612 | 0 | 0 | 0 | 0 | 0 | 0 | 0 | 0.00057323 | 0.0018469 | 0.0010612 | 0 | 0 | 0.0034814 | 181468.3094
20450 | pkg_0005 | Package 5, Variable Speed HP RTU or HP Boilers + Economizer + DCV + Energy Recovery | TRUE | 0.32973 | Warehouse and Storage | GA, Bibb County | 600001_1mil | Small Packaged Unit | gen3_t5_cfl | Georgia | 5.274 | A: Non Food-Service Buildings with Small Packaged Units | 0.00046159 | 0.00056569 | 0 | 0 | 0 | 0.0007442 | 0.0025386 | 0.0014642 | 0 | 0 | 0 | 0 | 0 | 0 | 0 | 0.0007442 | 0.0025386 | 0.0014642 | 0 | 0 | 0.004747 | 263786.36
28219 | pkg_0005 | Package 5, Variable Speed HP RTU or HP Boilers + Economizer + DCV + Energy Recovery | FALSE | 0.083962 | Warehouse and Storage | GA, Bibb County | 400001_600000 | Residential Style Central Systems | gen5_led | Georgia | 5.5665 | H: Buildings with Residential Style Central Systems | 7.342e-05 | 9.2013e-05 | 0 | 0 | 0 | 0.00014058 | 0.00041332 | 0.000186 | 0 | 0 | 5.7475e-05 | 0 | 0 | 0 | 0 | 0.00019806 | 0.00041332 | 0.000186 | 0 | 0 | 0.00079738 | 41981.0939
617 | pkg_0006 | Comprehensive Geothermal Heat Pump Package, Hydronic GHP, Packaged GHP, or Console GHP | TRUE | 38.5393 | Warehouse and Storage | GA, Bibb County | 8001_12000 | Small Packaged Unit | gen4_led | Georgia | 7.1269 | A: Non Food-Service Buildings with Small Packaged Units | 0.0010604 | 0.0011101 | 0 | 0 | 0 | 0.0019261 | 0.0036663 | 0.003651 | 0 | 0 | 0.00012858 | 0 | 0 | 0 | 0 | 0.0020547 | 0.0036663 | 0.003651 | 0 | 0 | 0.009372 | 385392.7509
619 | pkg_0006 | Comprehensive Geothermal Heat Pump Package, Hydronic GHP, Packaged GHP, or Console GHP | TRUE | 7.8598 | Warehouse and Storage | GA, Bibb County | 30001_40000 | Small Packaged Unit | gen5_led | Georgia | 6.1875 | A: Non Food-Service Buildings with Small Packaged Units | 0.00058115 | 0.00068861 | 0 | 0 | 0 | 0.0019812 | 0.0023121 | 0.0014475 | 0 | 0 | 6.7271e-05 | 0 | 0 | 0 | 0 | 0.0020484 | 0.0023121 | 0.0014475 | 0 | 0 | 0.005808 | 275094.1758
621 | pkg_0006 | Comprehensive Geothermal Heat Pump Package, Hydronic GHP, Packaged GHP, or Console GHP | TRUE | 45.9176 | Warehouse and Storage | GA, Bibb County | 3001_8000 | Small Packaged Unit | gen2_t8_halogen | Georgia | 8.3904 | A: Non Food-Service Buildings with Small Packaged Units | 0.00081192 | 0.00086147 | 0 | 0 | 0 | 0.0015389 | 0.0026265 | 0.0030622 | 0 | 0 | 2.6113e-06 | 0 | 0 | 0 | 0 | 0.0015415 | 0.0026265 | 0.0030622 | 0 | 0 | 0.0072302 | 252546.8417
622 | pkg_0006 | Comprehensive Geothermal Heat Pump Package, Hydronic GHP, Packaged GHP, or Console GHP | TRUE | 5.4264 | Warehouse and Storage | GA, Bibb County | 52001_64000 | Small Packaged Unit | gen2_t8_halogen | Georgia | 5.5294 | A: Non Food-Service Buildings with Small Packaged Units | 0.00057873 | 0.00070623 | 0 | 0 | 0 | 0.001234 | 0.0027499 | 0.0019275 | 0 | 0 | 2.6591e-05 | 0 | 0 | 0 | 0 | 0.0012606 | 0.0027499 | 0.0019275 | 0 | 0 | 0.005938 | 314731.7079
623 | pkg_0006 | Comprehensive Geothermal Heat Pump Package, Hydronic GHP, Packaged GHP, or Console GHP | TRUE | 3.2022 | Warehouse and Storage | GA, Bibb County | 70001_80000 | Small Packaged Unit | gen2_t8_halogen | Georgia | 6.4331 | A: Non Food-Service Buildings with Small Packaged Units | 0.00051818 | 0.0006279 | 0 | 0 | 0 | 0.0011231 | 0.0024177 | 0.0017246 | 0 | 0 | 6.4345e-06 | 0 | 0 | 0 | 0 | 0.0011295 | 0.0024177 | 0.0017246 | 0 | 0 | 0.0052719 | 240168.546
624 | pkg_0006 | Comprehensive Geothermal Heat Pump Package, Hydronic GHP, Packaged GHP, or Console GHP | TRUE | 12.4891 | Warehouse and Storage | GA, Bibb County | 12001_30000 | Small Packaged Unit | gen5_led | Georgia | 6.1485 | A: Non Food-Service Buildings with Small Packaged Units | 0.00055699 | 0.00065095 | 0 | 0 | 0 | 0.0013508 | 0.0024368 | 0.0016241 | 0 | 0 | 9.0674e-05 | 0 | 0 | 0 | 0 | 0.0014414 | 0.0024368 | 0.0016241 | 0 | 0 | 0.0055024 | 262270.6971
3981 | pkg_0006 | Comprehensive Geothermal Heat Pump Package, Hydronic GHP, Packaged GHP, or Console GHP | TRUE | 33.8335 | Warehouse and Storage | GA, Bibb County | 1001_3000 | Small Packaged Unit | gen5_led | Georgia | 10.1083 | A: Non Food-Service Buildings with Small Packaged Units | 0.00026535 | 0.00027811 | 0 | 0 | 0 | 0.00058749 | 0.00072634 | 0.0010201 | 0 | 0 | 0 | 0 | 0 | 0 | 0 | 0.00058749 | 0.00072634 | 0.0010201 | 0 | 0 | 0.0023339 | 67666.9892
4225 | pkg_0006 | Comprehensive Geothermal Heat Pump Package, Hydronic GHP, Packaged GHP, or Console GHP | TRUE | 59.1171 | Warehouse and Storage | GA, Bibb County | _1000 | Multizone CAV/VAV | gen2_t8_halogen | Georgia | 13.3972 | D: Buildings with Hydronically Heated Multizone Systems | 0.00031348 | 0.00032203 | 0 | 0 | 0 | 0.00061299 | 0.00068023 | 0.0014092 | 0 | 0 | 0 | 0 | 0 | 0 | 0 | 0.00061299 | 0.00068023 | 0.0014092 | 0 | 0 | 0.0027024 | 59117.1011
5292 | pkg_0006 | Comprehensive Geothermal Heat Pump Package, Hydronic GHP, Packaged GHP, or Console GHP | TRUE | 0.61771 | Warehouse and Storage | GA, Bibb County | 200001_400000 | Small Packaged Unit | gen4_led | Georgia | 4.16 | A: Non Food-Service Buildings with Small Packaged Units | 0.00024971 | 0.00030934 | 0 | 0 | 0 | 0.00032394 | 0.001583 | 0.00064483 | 0 | 0 | 7.8694e-05 | 0 | 0 | 0 | 0 | 0.00040263 | 0.001583 | 0.00064483 | 0 | 0 | 0.0026304 | 185312.7503
5294 | pkg_0006 | Comprehensive Geothermal Heat Pump Package, Hydronic GHP, Packaged GHP, or Console GHP | TRUE | 2.1123 | Warehouse and Storage | GA, Bibb County | 100001_150000 | Small Packaged Unit | gen2_t8_halogen | Georgia | 5.1587 | A: Non Food-Service Buildings with Small Packaged Units | 0.00048028 | 0.00055143 | 0 | 0 | 0 | 0.00082773 | 0.0022192 | 0.0015546 | 0 | 0 | 4.6167e-05 | 0 | 0 | 0 | 0 | 0.0008739 | 0.0022192 | 0.0015546 | 0 | 0 | 0.0046476 | 264034.7713
5295 | pkg_0006 | Comprehensive Geothermal Heat Pump Package, Hydronic GHP, Packaged GHP, or Console GHP | TRUE | 3.6561 | Warehouse and Storage | GA, Bibb County | 80001_100000 | Small Packaged Unit | gen2_t8_halogen | Georgia | 6.1927 | A: Non Food-Service Buildings with Small Packaged Units | 0.00068409 | 0.00082413 | 0 | 0 | 0 | 0.0015269 | 0.0032032 | 0.0021381 | 0 | 0 | 8.4901e-05 | 0 | 0 | 0 | 0 | 0.0016118 | 0.0032032 | 0.0021381 | 0 | 0 | 0.006953 | 329052.734
5297 | pkg_0006 | Comprehensive Geothermal Heat Pump Package, Hydronic GHP, Packaged GHP, or Console GHP | TRUE | 1.1486 | Warehouse and Storage | GA, Bibb County | 150001_200000 | Small Packaged Unit | gen4_led | Georgia | 5.9213 | A: Non Food-Service Buildings with Small Packaged Units | 0.0004065 | 0.00048279 | 0 | 0 | 0 | 0.00069899 | 0.0022018 | 0.0011379 | 0 | 0 | 2.2743e-05 | 0 | 0 | 0 | 0 | 0.00072174 | 0.0022018 | 0.0011379 | 0 | 0 | 0.0040614 | 201013.0526
7187 | pkg_0006 | Comprehensive Geothermal Heat Pump Package, Hydronic GHP, Packaged GHP, or Console GHP | TRUE | 0.94617 | Warehouse and Storage | GA, Bibb County | 40001_52000 | Residential Style Central Systems | gen2_t8_halogen | Georgia | 9.0852 | H: Buildings with Residential Style Central Systems | 0.00013772 | 0.00016079 | 0 | 0 | 0 | 0.00066348 | 0.0003851 | 0.00030065 | 0 | 0 | 0 | 0 | 0 | 0 | 0 | 0.00066348 | 0.0003851 | 0.00030065 | 0 | 0 | 0.0013492 | 43523.6177
18108 | pkg_0006 | Comprehensive Geothermal Heat Pump Package, Hydronic GHP, Packaged GHP, or Console GHP | TRUE | 0.16497 | Warehouse and Storage | GA, Bibb County | over_1mil | Multizone CAV/VAV | gen2_t8_halogen | Georgia | 5.332 | D: Buildings with Hydronically Heated Multizone Systems | 0.00031121 | 0.00039344 | 0 | 0 | 0 | 0.00039342 | 0.0018469 | 0.0010612 | 0 | 0 | 0 | 0 | 0 | 0 | 0 | 0.00039342 | 0.0018469 | 0.0010612 | 0 | 0 | 0.0033016 | 181468.3094
20450 | pkg_0006 | Comprehensive Geothermal Heat Pump Package, Hydronic GHP, Packaged GHP, or Console GHP | TRUE | 0.32973 | Warehouse and Storage | GA, Bibb County | 600001_1mil | Small Packaged Unit | gen3_t5_cfl | Georgia | 5.4657 | A: Non Food-Service Buildings with Small Packaged Units | 0.00048323 | 0.00058625 | 0 | 0 | 0 | 0.00091676 | 0.0025386 | 0.0014642 | 0 | 0 | 0 | 0 | 0 | 0 | 0 | 0.00091676 | 0.0025386 | 0.0014642 | 0 | 0 | 0.0049195 | 263786.36
28219 | pkg_0006 | Comprehensive Geothermal Heat Pump Package, Hydronic GHP, Packaged GHP, or Console GHP | TRUE | 0.083962 | Warehouse and Storage | GA, Bibb County | 400001_600000 | Residential Style Central Systems | gen5_led | Georgia | 5.7131 | H: Buildings with Residential Style Central Systems | 8.0063e-05 | 9.7523e-05 | 0 | 0 | 0 | 0.00021905 | 0.00041332 | 0.000186 | 0 | 0 | 0 | 0 | 0 | 0 | 0 | 0.00021905 | 0.00041332 | 0.000186 | 0 | 0 | 0.00081837 | 41981.0939
617 | pkg_0007 | Package 6, Demand Flexibility, Lighting + Thermostat Control, Load Shed for Daily Bldg Peak Reduction | TRUE | 38.5393 | Warehouse and Storage | GA, Bibb County | 8001_12000 | Small Packaged Unit | gen4_led | Georgia | 9.4686 | A: Non Food-Service Buildings with Small Packaged Units | 0.0012978 | 0.0013795 | 0 | 0 | 0 | 0.0032832 | 0.0036663 | 0.0035104 | 0 | 0 | 0.0019919 | 0 | 0 | 0 | 0 | 0.005275 | 0.0036663 | 0.0035104 | 0 | 0 | 0.012451 | 385392.7509
619 | pkg_0007 | Package 6, Demand Flexibility, Lighting + Thermostat Control, Load Shed for Daily Bldg Peak Reduction | TRUE | 7.8598 | Warehouse and Storage | GA, Bibb County | 30001_40000 | Small Packaged Unit | gen5_led | Georgia | 8.9206 | A: Non Food-Service Buildings with Small Packaged Units | 0.00083706 | 0.00097694 | 0 | 0 | 0 | 0.0043043 | 0.0023121 | 0.0013579 | 0 | 0 | 0.00039915 | 0 | 0 | 0 | 0 | 0.0047034 | 0.0023121 | 0.0013579 | 0 | 0 | 0.0083734 | 275094.1758
621 | pkg_0007 | Package 6, Demand Flexibility, Lighting + Thermostat Control, Load Shed for Daily Bldg Peak Reduction | TRUE | 45.9176 | Warehouse and Storage | GA, Bibb County | 3001_8000 | Small Packaged Unit | gen2_t8_halogen | Georgia | 10.3934 | A: Non Food-Service Buildings with Small Packaged Units | 0.00096351 | 0.0010459 | 0 | 0 | 0 | 0.0029725 | 0.0026265 | 0.002949 | 0 | 0 | 0.0004078 | 0 | 0 | 0 | 0 | 0.0033803 | 0.0026265 | 0.002949 | 0 | 0 | 0.0089563 | 252546.8417
622 | pkg_0007 | Package 6, Demand Flexibility, Lighting + Thermostat Control, Load Shed for Daily Bldg Peak Reduction | TRUE | 5.4264 | Warehouse and Storage | GA, Bibb County | 52001_64000 | Small Packaged Unit | gen2_t8_halogen | Georgia | 5.7013 | A: Non Food-Service Buildings with Small Packaged Units | 0.00057478 | 0.00070476 | 0 | 0 | 0 | 0.001118 | 0.0027499 | 0.0017798 | 0 | 0 | 0.00047503 | 0 | 0 | 0 | 0 | 0.0015931 | 0.0027499 | 0.0017798 | 0 | 0 | 0.0061227 | 314731.7079
623 | pkg_0007 | Package 6, Demand Flexibility, Lighting + Thermostat Control, Load Shed for Daily Bldg Peak Reduction | TRUE | 3.2022 | Warehouse and Storage | GA, Bibb County | 70001_80000 | Small Packaged Unit | gen2_t8_halogen | Georgia | 8.1147 | A: Non Food-Service Buildings with Small Packaged Units | 0.00065377 | 0.00077712 | 0 | 0 | 0 | 0.0023253 | 0.0024177 | 0.0016139 | 0 | 0 | 0.00029289 | 0 | 0 | 0 | 0 | 0.0026182 | 0.0024177 | 0.0016139 | 0 | 0 | 0.0066499 | 240168.546
624 | pkg_0007 | Package 6, Demand Flexibility, Lighting + Thermostat Control, Load Shed for Daily Bldg Peak Reduction | TRUE | 12.4891 | Warehouse and Storage | GA, Bibb County | 12001_30000 | Small Packaged Unit | gen5_led | Georgia | 6.7335 | A: Non Food-Service Buildings with Small Packaged Units | 0.0005569 | 0.0006562 | 0 | 0 | 0 | 0.00086401 | 0.0024368 | 0.0015429 | 0 | 0 | 0.0011821 | 0 | 0 | 0 | 0 | 0.0020461 | 0.0024368 | 0.0015429 | 0 | 0 | 0.0060258 | 262270.6971
3981 | pkg_0007 | Package 6, Demand Flexibility, Lighting + Thermostat Control, Load Shed for Daily Bldg Peak Reduction | TRUE | 33.8335 | Warehouse and Storage | GA, Bibb County | 1001_3000 | Small Packaged Unit | gen5_led | Georgia | 10.7125 | A: Non Food-Service Buildings with Small Packaged Units | 0.000277 | 0.00029476 | 0 | 0 | 0 | 0.00074686 | 0.00072634 | 0.0010008 | 0 | 0 | 0 | 0 | 0 | 0 | 0 | 0.00074686 | 0.00072634 | 0.0010008 | 0 | 0 | 0.0024734 | 67666.9892
4225 | pkg_0007 | Package 6, Demand Flexibility, Lighting + Thermostat Control, Load Shed for Daily Bldg Peak Reduction | TRUE | 59.1171 | Warehouse and Storage | GA, Bibb County | _1000 | Multizone CAV/VAV | gen2_t8_halogen | Georgia | 22.3667 | D: Buildings with Hydronically Heated Multizone Systems | 0.00043917 | 0.00045267 | 0 | 0 | 0 | 0.00082704 | 0.00068023 | 0.0013818 | 0 | 0 | 0.0016233 | 0 | 0 | 0 | 0 | 0.0024503 | 0.00068023 | 0.0013818 | 0 | 0 | 0.0045117 | 59117.1011
5292 | pkg_0007 | Package 6, Demand Flexibility, Lighting + Thermostat Control, Load Shed for Daily Bldg Peak Reduction | TRUE | 0.61771 | Warehouse and Storage | GA, Bibb County | 200001_400000 | Small Packaged Unit | gen4_led | Georgia | 4.0616 | A: Non Food-Service Buildings with Small Packaged Units | 0.00023974 | 0.00030057 | 0 | 0 | 0 | 0.00030308 | 0.001583 | 0.00057751 | 0 | 0 | 0.00010468 | 0 | 0 | 0 | 0 | 0.00040775 | 0.001583 | 0.00057751 | 0 | 0 | 0.0025682 | 185312.7503
5294 | pkg_0007 | Package 6, Demand Flexibility, Lighting + Thermostat Control, Load Shed for Daily Bldg Peak Reduction | TRUE | 2.1123 | Warehouse and Storage | GA, Bibb County | 100001_150000 | Small Packaged Unit | gen2_t8_halogen | Georgia | 5.336 | A: Non Food-Service Buildings with Small Packaged Units | 0.00047514 | 0.00054545 | 0 | 0 | 0 | 0.00063369 | 0.0022192 | 0.0014307 | 0 | 0 | 0.0005238 | 0 | 0 | 0 | 0 | 0.0011575 | 0.0022192 | 0.0014307 | 0 | 0 | 0.0048073 | 264034.7713
5295 | pkg_0007 | Package 6, Demand Flexibility, Lighting + Thermostat Control, Load Shed for Daily Bldg Peak Reduction | TRUE | 3.6561 | Warehouse and Storage | GA, Bibb County | 80001_100000 | Small Packaged Unit | gen2_t8_halogen | Georgia | 6.6398 | A: Non Food-Service Buildings with Small Packaged Units | 0.00068242 | 0.00082753 | 0 | 0 | 0 | 0.0011056 | 0.0032032 | 0.0019837 | 0 | 0 | 0.0011626 | 0 | 0 | 0 | 0 | 0.0022681 | 0.0032032 | 0.0019837 | 0 | 0 | 0.007455 | 329052.734
5297 | pkg_0007 | Package 6, Demand Flexibility, Lighting + Thermostat Control, Load Shed for Daily Bldg Peak Reduction | TRUE | 1.1486 | Warehouse and Storage | GA, Bibb County | 150001_200000 | Small Packaged Unit | gen4_led | Georgia | 6.2158 | A: Non Food-Service Buildings with Small Packaged Units | 0.00040962 | 0.00048934 | 0 | 0 | 0 | 0.00063958 | 0.0022018 | 0.0010646 | 0 | 0 | 0.00035736 | 0 | 0 | 0 | 0 | 0.00099694 | 0.0022018 | 0.0010646 | 0 | 0 | 0.0042633 | 201013.0526
7187 | pkg_0007 | Package 6, Demand Flexibility, Lighting + Thermostat Control, Load Shed for Daily Bldg Peak Reduction | TRUE | 0.94617 | Warehouse and Storage | GA, Bibb County | 40001_52000 | Residential Style Central Systems | gen2_t8_halogen | Georgia | 7.3447 | H: Buildings with Residential Style Central Systems | 9.8726e-05 | 0.00012311 | 0 | 0 | 0 | 0.00029409 | 0.0003851 | 0.00028021 | 0 | 0 | 0.00013136 | 0 | 0 | 0 | 0 | 0.00042546 | 0.0003851 | 0.00028021 | 0 | 0 | 0.0010908 | 43523.6177
18108 | pkg_0007 | Package 6, Demand Flexibility, Lighting + Thermostat Control, Load Shed for Daily Bldg Peak Reduction | TRUE | 0.16497 | Warehouse and Storage | GA, Bibb County | over_1mil | Multizone CAV/VAV | gen2_t8_halogen | Georgia | 5.8588 | D: Buildings with Hydronically Heated Multizone Systems | 0.0003362 | 0.00041493 | 0 | 0 | 0 | 0.00047113 | 0.0018469 | 0.00097765 | 0 | 0 | 0.00033203 | 0 | 0 | 0 | 0 | 0.00080316 | 0.0018469 | 0.00097765 | 0 | 0 | 0.0036277 | 181468.3094
20450 | pkg_0007 | Package 6, Demand Flexibility, Lighting + Thermostat Control, Load Shed for Daily Bldg Peak Reduction | TRUE | 0.32973 | Warehouse and Storage | GA, Bibb County | 600001_1mil | Small Packaged Unit | gen3_t5_cfl | Georgia | 5.5759 | A: Non Food-Service Buildings with Small Packaged Units | 0.00050083 | 0.00059807 | 0 | 0 | 0 | 0.0011355 | 0.0025386 | 0.0013446 | 0 | 0 | 0 | 0 | 0 | 0 | 0 | 0.0011355 | 0.0025386 | 0.0013446 | 0 | 0 | 0.0050187 | 263786.36
28219 | pkg_0007 | Package 6, Demand Flexibility, Lighting + Thermostat Control, Load Shed for Daily Bldg Peak Reduction | TRUE | 0.083962 | Warehouse and Storage | GA, Bibb County | 400001_600000 | Residential Style Central Systems | gen5_led | Georgia | 5.338 | H: Buildings with Residential Style Central Systems | 6.8729e-05 | 8.8034e-05 | 0 | 0 | 0 | 0.00011555 | 0.00041332 | 0.00017681 | 0 | 0 | 5.8967e-05 | 0 | 0 | 0 | 0 | 0.00017452 | 0.00041332 | 0.00017681 | 0 | 0 | 0.00076464 | 41981.0939

## 3. User Inputs - Set Targets
Tab Description:
This tab allows the user to input Energy Use Intensity (EUI) and Greenhouse Gas (GHG) emissions targets by building type for their jurisdiction. EUI is a metric that measures the annual energy use of a building per square foot. The average EUIs by building type for the baseline stock are shown in Column B, which the user can use to estimate realistic EUI reductions for their target-setting. The default target EUI is the average EUI of the baseline (from Column B). Similarly, the total GHG emissions by building type for the baseline stock are shown in Column B. The user can then set emissions percent reduction targets that align with their goals. The default GHG reduction target is 10%. In tabs later in the workbook, the user will see which of the upgrades in ComStock will help them reach (or get closest to) their targets for each building type. The user can experiment with different values in this tab and the subsequent tabs and plots will be updated accordingly.
in.upgrade_name | Baseline
Row Labels | Average EUI (kWh per sqft) | USER INPUT: EUI Targets by Building Type (kWh per sqft) | Notes:
Education | 23.3815 | 20 | Default - set to baseline average EUI by building type. User can modify these values manually and "Upgrades - EUI Targets Met" sheet will update accordingly.
Food Service | 127.0878 | 100
Healthcare | 28.776 | 25
Lodging | 23.914 | 25
Mercantile | 26.8647 | 30
Office | 16.6863 | 20
Warehouse and Storage | 8.254 | 12
Grand Total | 28.6323
in.upgrade_name | Baseline
Row Labels | Total Emissions with eGRID (MMT CO2e) | USER INPUT: Emissions Reduction Target by Building Type (%) | Notes:
Education | 0.0065021 | 10 | Default - set to 10% reduction for all building types. User can modify these values manually and "Upgrades - Emissions Targets Met" sheet will update accordingly.
Food Service | 0.0033415 | 10
Healthcare | 0.024826 | 10
Lodging | 0.010716 | 10
Mercantile | 0.016416 | 10
Office | 0.00567 | 10
Warehouse and Storage | 0.0099459 | 10
Grand Total | 0.077418

## 4. Baseline - Floor Area Totals
Tab Description:
Summarizes the breakdown of buildings included in the selected geography by county. The “Number of Buildings in ComStock” is the number of building models in ComStock for the selected geography. Because ComStock does not model every single commercial building in the U.S., a weighting factor is applied to scale up the number of buildings and the floor area represented by the models in ComStock. The “Number of Buildings Represented” and “Total Floor Area” columns represent the totals after the scaling factors are applied.
in.upgrade_name | Baseline
Row Labels | Total Floor Area (Weighted) | Number of Buildings in ComStock (Unweighted) | Number of Buildings Represented (Weighted)
Georgia | 10165251.514 | 97 | 635.7151
GA, Bibb County | 8710339.1443 | 85 | 619.9965
GA, Douglas County | 2686.8091 | 1 | 0.046324
GA, Butts County | 138859.9601 | 3 | 10.4644
GA, Cobb County | 298305.9761 | 3 | 2.4857
GA, Coweta County | 500521.0442 | 2 | 1.5576
GA, Cherokee County | 129630.9504 | 1 | 0.11785
GA, Clayton County | 126699.7711 | 1 | 0.724
GA, Fulton County | 258207.8587 | 1 | 0.32276
Grand Total | 10165251.514 | 97 | 635.7151

## 5. Baseline - By Size
Tab Description:
Shows the breakdown of buildings by size, separated into floor area bins. The four plots show the number of buildings represented, floor area, site energy, and emissions all broken out by building size. Often, this tab will reveal that small buildings (<50k sqft) will make up a large fraction of buildings by count, but a much smaller fraction of total floor area, site energy, and emissions.
in.upgrade_name | Baseline
Column Labels
| <1k | 1k-3k | 3k-8k | 8k-12k | 12k-30k | 30k-40k | 40k-52k | 52k-64k | 64k-70k | 70k-80k | 80k-100k | 100k-150k | 150k-200k | 200k-400k | 400k-600k | 600k-1mil | >1mil | Grand Total
Number of Buildings Represented | 234.1758 | 127.9724 | 103.4826 | 66.629 | 29.5817 | 12.8052 | 9.8406 | 11.9692 | 4.3028 | 9.1684 | 7.1604 | 6.3626 | 6.7308 | 3.5864 | 0.38766 | 1.1839 | 0.37538 | 635.7151
in.upgrade_name | Baseline
Column Labels
| <1k | 1k-3k | 3k-8k | 8k-12k | 12k-30k | 30k-40k | 40k-52k | 52k-64k | 64k-70k | 70k-80k | 80k-100k | 100k-150k | 150k-200k | 200k-400k | 400k-600k | 600k-1mil | >1mil | Grand Total
Total Floor Area (million sqft) | 234175.8288 | 255944.7091 | 569154.5313 | 666290.0981 | 621216.4927 | 448181.6107 | 452668.1622 | 694215.2733 | 288289.6546 | 687628.2955 | 644438.2722 | 795329.5281 | 1177890.1258 | 1075931.7394 | 193827.8561 | 947146.1268 | 412923.2093 | 10165251.514
in.upgrade_name | Baseline
Column Labels
| <1k | 1k-3k | 3k-8k | 8k-12k | 12k-30k | 30k-40k | 40k-52k | 52k-64k | 64k-70k | 70k-80k | 80k-100k | 100k-150k | 150k-200k | 200k-400k | 400k-600k | 600k-1mil | >1mil | Grand Total
Total Site Energy (TBtu) | 0.039956 | 0.027096 | 0.047711 | 0.045551 | 0.04445 | 0.022038 | 0.031205 | 0.039991 | 0.019554 | 0.037602 | 0.034205 | 0.044103 | 0.11809 | 0.085991 | 0.013134 | 0.067493 | 0.021377 | 0.73955
in.upgrade_name | Baseline
Column Labels
| <1k | 1k-3k | 3k-8k | 8k-12k | 12k-30k | 30k-40k | 40k-52k | 52k-64k | 64k-70k | 70k-80k | 80k-100k | 100k-150k | 150k-200k | 200k-400k | 400k-600k | 600k-1mil | >1mil | Grand Total
Total Emissions (MMT CO2e) | 0.0037629 | 0.0028089 | 0.0052834 | 0.0046761 | 0.0047363 | 0.002392 | 0.0033868 | 0.0043511 | 0.0021412 | 0.0041278 | 0.0036862 | 0.0049329 | 0.011577 | 0.0091283 | 0.0014075 | 0.0068283 | 0.0021921 | 0.077418

## 6. Baseline - By Size & Type
Tab Description:
Shows the breakdown of total site energy by building size and building type. - “Warehouse and Storage” includes conditioned and unconditioned warehouses. - “Office” includes small, medium, and large offices. - “Mercantile” includes strip malls and standalone retail (excluding grocery stores). - “Lodging” includes small hotels/motels and large hotels. - “Healthcare” includes hospitals and outpatient clinics. - “Food Service” includes fast food restaurants and sit-down restaurants. - “Education” includes primary and secondary schools. - All other building types are not modeled in ComStock. See https://nrel.github.io/ComStock.github.io/docs/resources/explanations/building_types_not_included.html for more information on building types not included in ComStock. The most substantial building types not in ComStock include colleges/universities, religious worship, and grocery stores.
in.upgrade_name | Baseline
Total Site Energy (TBtu) | Column Labels
Row Labels | Education | Food Service | Healthcare | Lodging | Mercantile | Office | Warehouse and Storage | Grand Total
<1k |  | 0.017444 | 0.0011559 |  | 0.0056102 | 0.01118 | 0.0045649 | 0.039956
1k-3k |  | 0.0094561 | 0.00059241 |  | 0.0087205 | 0.0057775 | 0.0025497 | 0.027096
3k-8k | 0.010922 | 0.0027378 | 0.0012133 | 0.001679 | 0.018954 | 0.0030746 | 0.0091304 | 0.047711
8k-12k | 0.0012474 | 0.0044448 | 0.0015937 | 0.0054571 | 0.017226 | 0.0028967 | 0.012686 | 0.045551
12k-30k | 0.0022691 | 0.0036254 | 0.0072703 | 0.006076 | 0.015543 | 0.0034877 | 0.0061787 | 0.04445
30k-40k | 0.0027885 | 0.00082692 | 0.0013968 | 0.0041398 | 0.003622 | 0.00069428 | 0.0085699 | 0.022038
40k-52k | 0.0071423 |  | 0.0017299 | 0.0096043 | 0.0094414 | 0.0021592 | 0.0011281 | 0.031205
52k-64k | 0.008788 | 0.00056326 | 0.0094442 | 0.0027712 | 0.01081 | 0.0012612 | 0.0063531 | 0.039991
64k-70k | 0.0035021 |  |  | 0.003655 | 0.011419 | 0.00097754 |  | 0.019554
70k-80k | 0.007776 |  | 0.0068539 | 0.0078894 | 0.007337 | 0.00092285 | 0.0068226 | 0.037602
80k-100k | 0.0030847 |  | 0.0075464 | 0.0010596 | 0.013496 | 0.0013336 | 0.0076844 | 0.034205
100k-150k | 0.0023691 |  | 0.013216 | 0.0051816 | 0.016071 | 0.0023084 | 0.0049571 | 0.044103
150k-200k | 0.0050162 |  | 0.088881 | 0.0088933 | 0.0075765 | 0.0033497 | 0.0043731 | 0.11809
200k-400k | 0.0081665 |  | 0.055194 | 0.0092399 | 0.0090168 | 0.0017216 | 0.0026523 | 0.085991
400k-600k |  |  |  | 0.0090175 | 0.0010039 | 0.0023149 | 0.00079738 | 0.013134
600k-1mil |  |  | 0.045503 | 0.013129 | 0.00013444 | 0.0035162 | 0.0052103 | 0.067493
>1mil |  |  |  | 0.012899 |  | 0.0047602 | 0.0037184 | 0.021377
Grand Total | 0.063072 | 0.039099 | 0.24159 | 0.10069 | 0.15598 | 0.051736 | 0.087376 | 0.73955

## 7. Baseline - By End Use & Fuel
Tab Description:
Shows the breakdown of site energy use by end use and fuel type. End uses include HVAC, lighting, interior equipment, water systems, and refrigeration. Fuel types include electricity, natural gas, other fuel (includes propane and fuel oil), and district heating and cooling.
in.upgrade_name | Baseline
HVAC, Electricity | Interior Equipment, Electricity | Lighting, Electricity | Water Systems, Electricity | Refrigeration, Electricity | HVAC, Natural Gas | Water Systems, Natural Gas | Interior Equipment, Natural Gas | HVAC, District Heating | Water Systems, District Heating | HVAC, District Cooling | Water Systems, Other Fuel | HVAC, Other Fuel
0.26667 | 0.13171 | 0.11019 | 0.021962 | 0.0048525 | 0.12106 | 0.03798 | 0.044777 | 0 | 0 | 0.00034667 | 0 | 0

## 8. Baseline - HVAC
Tab Description:
Shows the breakdown of total energy use by end use, then further breaks down HVAC energy use by HVAC system types. HVAC systems in ComStock are broken out into 5 categories – Multizone CAV/VAV (Constant Air Volume/Variable Air Volume), Small Packaged Unit, Zone-by-Zone, Residential Style Central Systems, and Other HVAC. Also includes HVAC energy use by building type and HVAC system type.
in.upgrade_name | Baseline
HVAC | Interior Equipment | Lighting | Water Systems | Refrigeration
0.38808 | 0.17648 | 0.11019 | 0.059943 | 0.0048525
in.upgrade_name | Baseline
Column Labels
| Multizone CAV/VAV | Small Packaged Unit | Zone-by-Zone | Residential Style Central Systems | Other HVAC | Grand Total
Site Energy Consumption (TBtu) | 0.19158 | 0.14223 | 0.049799 | 0.0006404 | 0.003838 | 0.38808
in.upgrade_name | Baseline
Site Energy Consumption (TBtu) | Column Labels
Row Labels | Multizone CAV/VAV | Small Packaged Unit | Zone-by-Zone | Residential Style Central Systems | Other HVAC | Grand Total
Education | 0.038045 |  | 0.010051 |  |  | 0.048096
Food Service | 0.00056142 | 0.0081762 |  |  |  | 0.0087376
Healthcare | 0.14014 | 0.0089595 |  |  |  | 0.1491
Lodging |  |  | 0.039229 |  |  | 0.039229
Mercantile |  | 0.076084 |  |  | 0.003838 | 0.079922
Office | 0.0095462 | 0.021915 | 0.00051917 |  |  | 0.031981
Warehouse and Storage | 0.0032858 | 0.02709 |  | 0.0006404 |  | 0.031016
Grand Total | 0.19158 | 0.14223 | 0.049799 | 0.0006404 | 0.003838 | 0.38808

## 9. Baseline - Interior Equip
Tab Description:
Shows the breakdown of total energy use by end use, then further breaks down Interior Equipment energy use by fuel type (natural gas, electricity). Electric interior equipment refers to a vast range of electric plug and process loads, including (but not limited to) computers, office equipment, data centers, medical equipment, clothes washers and dryers, electric cooking equipment, and more. Gas interior equipment primarily refers to cooking equipment, as well as a small fraction of gas clothes dryers or medical equipment. Also includes Interior Equipment energy use by building type and fuel type.
in.upgrade_name | Baseline
HVAC | Interior Equipment | Lighting | Water Systems | Refrigeration
0.38808 | 0.17648 | 0.11019 | 0.059943 | 0.0048525
in.upgrade_name | Baseline
Electricity | Natural Gas
0.13171 | 0.044777
in.upgrade_name | Baseline
Row Labels | Electricity | Natural Gas
Education | 0.0022479 | 0.00044467
Food Service | 0.0034315 | 0.015538
Healthcare | 0.046721 | 0.009297
Lodging | 0.019937 | 0.012168
Mercantile | 0.01734 | 0.007329
Office | 0.010022 | 0
Warehouse and Storage | 0.032007 | 0
Grand Total | 0.13171 | 0.044777

## 10. Baseline - Lighting
Tab Description:
Shows the breakdown of total energy use by end use, then further breaks down Lighting energy use by lighting type (i.e. “lighting generations”). Lighting types in ComStock are broken out into 5 generations – Generation 1: T12/Incandescent, Generation 2: T8/Halogen, Generation 3: T5/CFL, Generation 4: LED, and Generation 5: LED. Also includes Lighting energy use by building type and lighting generation.
in.upgrade_name | Baseline
HVAC | Interior Equipment | Lighting | Water Systems | Refrigeration
0.38808 | 0.17648 | 0.11019 | 0.059943 | 0.0048525
in.upgrade_name | Baseline
Column Labels
| Generation 1: T12/Incandescent | Generation 2: T8/Halogen | Generation 3: T5/CFL | Generation 4: LED | Generation 5: LED | Grand Total
Site Energy Consumption (TBtu) | 0.007038 | 0.081266 | 0.0045336 | 0.0093687 | 0.0079816 | 0.11019
in.upgrade_name | Baseline
Site Energy Consumption (TBtu) | Column Labels
Row Labels | Generation 1: T12/Incandescent | Generation 2: T8/Halogen | Generation 3: T5/CFL | Generation 4: LED | Generation 5: LED | Grand Total
Education |  | 0.004613 |  | 0.0023901 |  | 0.0070032
Food Service |  | 0.0010931 |  |  | 0.00019754 | 0.0012906
Healthcare |  | 0.024899 |  | 0.00033812 | 0.00071702 | 0.025954
Lodging | 0.0040389 | 0.0088713 |  | 0.00077173 | 0.00056276 | 0.014245
Mercantile | 0.0018152 | 0.022893 | 0.0025861 |  | 0.0015984 | 0.028893
Office | 0.0011839 | 0.0057188 | 0.00048337 | 0.00043509 | 0.00062831 | 0.0084494
Warehouse and Storage |  | 0.013178 | 0.0014642 | 0.0054337 | 0.0042776 | 0.024354
Grand Total | 0.007038 | 0.081266 | 0.0045336 | 0.0093687 | 0.0079816 | 0.11019

## 11. Baseline - Water Systems
Tab Description:
Shows the breakdown of total energy use by end use, then further breaks down Water Systems energy use by fuel type (natural gas, electricity, district heating, other fuel). Also includes Water Systems energy use by building type and fuel type.
in.upgrade_name | Baseline
HVAC | Interior Equipment | Lighting | Water Systems | Refrigeration
0.38808 | 0.17648 | 0.11019 | 0.059943 | 0.0048525
in.upgrade_name | Baseline
Electricity | Natural Gas | District Heating | Other Fuel
0.021962 | 0.03798 | 0 | 0
in.upgrade_name | Baseline
Row Labels | Electricity | Natural Gas | District Heating | Other Fuel
Education | 0.001616 | 0.0012991 | 0 | 0
Food Service | 0.0015009 | 0.0070151 | 0 | 0
Healthcare | 0.0041188 | 0.0056645 | 0 | 0
Lodging | 0.0097952 | 0.0051488 | 0 | 0
Mercantile | 0.0044712 | 0.018027 | 0 | 0
Office | 0.00046009 | 0.00082598 | 0 | 0
Warehouse and Storage | 0 | 0 | 0 | 0
Grand Total | 0.021962 | 0.03798 | 0 | 0

## 12. Baseline - Segments
Tab Description:
Shows the breakdown of total energy use by “addressable segment”. The 9 unique stock segments are common combinations of building types and HVAC systems, which are useful when identifying stock segments that can be addressed by similar types of upgrade measures. More information about the segments and how they were defined can be found here: https://www.nrel.gov/docs/fy22osti/83063.pdf.
in.upgrade_name | Baseline
Column Labels
| A: Non Food-Service Buildings with Small Packaged Units | B: Food-Service Buildings with Small Packaged Units | C: Strip Malls with some Food-Service with Small Packaged Units | D: Buildings with Hydronically Heated Multizone Systems | E: Lodging with Zone-by-Zone Systems | F: Buildings with Electric Resistance Multizone Systems | G: Buildings with Furnace-Based Multizone Systems | H: Buildings with Residential Style Central Systems | I: Non-Lodging Buildings with Zone-by-Zone Systems | Grand Total
Site Energy Consumption (TBtu) | 0.1933 | 0.038272 | 0.080655 | 0.25812 | 0.10069 | 0.042504 | 0.0087205 | 0.0019255 | 0.015361 | 0.73955

## 13. Upgrades - Lookup Table
Tab Description:
Provides a list of all upgrades included in the ComStock dataset, along with the Upgrade ID and the percent of stock floor area that each upgrade is applicable to. Applicability of each upgrade is determined during the modeling process and is documented in the published measure documentation for each measure. Upgrade applicability is meant to represent realistic retrofit scenarios, and therefore can be based on numerous factors such as building type, HVAC system type, or baseline system performance of each building. Applicability percentage varies from ~10% to 100% of the stock, so this can have a drastic impact on the savings and impact potential of each upgrade. The Upgrade ID (rather than the full upgrade name) is used in the plots on subsequent tabs for brevity, therefore this tab serves as a mapping from the Upgrade ID to the full upgrade name. Please note, it is not advised to add the savings of multiple upgrades together to assume the combined effects. The upgrade packages shown in the workbook do take into account the combined measure interactions, so the savings from the packages should be used to understand the impacts of some common measure combinations. See this page for more details: https://nrel.github.io/ComStock.github.io/docs/resources/explanations/combining_measure_results.html.
Upgrade ID | Upgrade Name | Upgrade Category | Total Floor Area (sqft) | Applicable Floor Area (sqft) | % of Floor Area Applicable
baseline | Baseline | Baseline | 10165251.514 | N/A | N/A
env_0001 | Wall Insulation | Envelope | 10165251.514 | 9613336.6888 | 94.5706
env_0002 | Roof Insulation | Envelope | 10165251.514 | 10165251.514 | 100
env_0003 | Secondary Windows | Envelope | 10165251.514 | 10165251.514 | 100
env_0004 | Window Film | Envelope | 10165251.514 | 10165251.514 | 100
env_0005 | New Windows | Envelope | 10165251.514 | 10165251.514 | 100
hvac_0001 | HP Boiler, Electric Backup | HVAC | 10165251.514 | 2943069.4986 | 28.9523
hvac_0002 | HP Boiler, Gas Backup | HVAC | 10165251.514 | 2943069.4986 | 28.9523
hvac_0003 | DOAS HP Minisplits | HVAC | 10165251.514 | 2403430.0179 | 23.6436
hvac_0004 | Variable Speed HP RTU, Original Heating Fuel Backup | HVAC | 10165251.514 | 5523623.5073 | 54.3383
hvac_0005 | Variable Speed HP RTU, Electric Backup | HVAC | 10165251.514 | 5523623.5073 | 54.3383
hvac_0006 | VRF with DOAS | HVAC | 10165251.514 | 5307883.5799 | 52.216
hvac_0007 | Demand Control Ventilation | HVAC | 10165251.514 | 8307055.584 | 81.7201
hvac_0008 | Energy Recovery for AHUs | HVAC | 10165251.514 | 8880847.7431 | 87.3648
hvac_0009 | Air Side Economizers for AHUs | HVAC | 10165251.514 | 8623180.9057 | 84.83
hvac_0010 | VRF with DOAS, 25pct Heat Pump Upsizing Allowance | HVAC | 10165251.514 | 5307883.5799 | 52.216
hvac_0012 | Unoccupied AHU Control | HVAC | 10165251.514 | 4552602.6096 | 44.7859
hvac_0013 | Variable Speed HP RTU, Electric Backup, Energy Recovery | HVAC | 10165251.514 | 5385555.1391 | 52.98
hvac_0014 | Advanced RTU Controls | HVAC | 10165251.514 | 5534398.0546 | 54.4443
hvac_0015 | Hydronic Water-to-Water Geothermal Heat Pump | HVAC | 10165251.514 | 2300511.5896 | 22.6311
hvac_0016 | Packaged Water-to-Air Geothermal Heat Pump | HVAC | 10165251.514 | 5843626.4555 | 57.4863
hvac_0017 | Console Water-to-Air Geothermal Heat Pump | HVAC | 10165251.514 | 882800.8668 | 8.6845
hvac_0018 | Standard Performance HP RTU, Electric Backup | HVAC | 10165251.514 | 5523623.5073 | 54.3383
hvac_0019 | Standard Performance HP RTU, Electric Backup + Roof Insulation | HVAC | 10165251.514 | 5523623.5073 | 54.3383
hvac_0020 | Standard Performance HP RTU, Electric Backup, 32F Minimum Compressor Lockout | HVAC | 10165251.514 | 5523623.5073 | 54.3383
hvac_0021 | Cold Climate Challenge HP RTU, Electric Backup | HVAC | 10165251.514 | 5523623.5073 | 54.3383
hvac_0022 | Ideal Thermal Air Loads | HVAC | 10165251.514 | 10165251.514 | 100
ltg_0001 | LED Lighting | Lighting | 10165251.514 | 7730255.5251 | 76.0459
ppl_0001 | Electric Kitchen Equipment | Equipment | 10165251.514 | 3726262.0221 | 36.6569
dr_0001 | Demand Flexibility, Thermostat Control, Load Shed for Daily Bldg Peak Reduction | Demand Flexibility | 10165251.514 | 5015469.1618 | 49.3394
dr_0002 | Demand Flexibility, Thermostat Control, Load Shift for Daily Bldg Peak Reduction | Demand Flexibility | 10165251.514 | 5015469.1618 | 49.3394
dr_0003 | Demand Flexibility, Lighting Control, Load Shed for Daily Bldg Peak Reduction | Demand Flexibility | 10165251.514 | 5015469.1618 | 49.3394
dr_0004 | Demand Flexibility, Lighting Control, Load Shed for Daily GHG Emission Reduction | Demand Flexibility | 10165251.514 | 5015469.1618 | 49.3394
pkg_0001 | Package 1, Wall & Roof Insulation + New Windows | Package | 10165251.514 | 10165251.514 | 100
pkg_0002 | Package 2, LED Lighting + Variable Speed HP RTU or HP Boilers | Package | 10165251.514 | 9664033.5169 | 95.0693
pkg_0003 | Package 3, LED Lighting + Standard Performance HP RTU or HP Boilers | Package | 10165251.514 | 9664033.5169 | 95.0693
pkg_0004 | Package 4, Package 1 + Package 2 | Package | 10165251.514 | 10039177.3661 | 98.7598
pkg_0005 | Package 5, Variable Speed HP RTU or HP Boilers + Economizer + DCV + Energy Recovery | Package | 10165251.514 | 8886174.4204 | 87.4172
pkg_0006 | Comprehensive Geothermal Heat Pump Package, Hydronic GHP, Packaged GHP, or Console GHP | Package | 10165251.514 | 9026938.9118 | 88.8019
pkg_0007 | Package 6, Demand Flexibility, Lighting + Thermostat Control, Load Shed for Daily Bldg Peak Reduction | Package | 10165251.514 | 5015469.1618 | 49.3394

## 14. Upgrades - EUI Targets
Tab Description:
Shows the fraction of building floor area under each upgrade scenario that meets the user’s EUI targets by building type (specified in Tab 3). Plots adjust dynamically if the user modifies the EUI targets. Because of the diversity of building characteristics modeled, buildings of the same type can have drastically different EUIs and therefore it can be difficult to achieve 100% EUI compliance with a given upgrade. However, this tab helps the user understand which upgrades can get a vast majority of the stock to adhere to the EUI targets, as well as identify which upgrades are most effective in which building types.
Building Type | Education |  | Food Service |  | Healthcare |  | Lodging |  | Mercantile |  | Office |  | Warehouse and Storage
Upgrade ID | Floor Area that meets EUI Target | Floor Area that does not meet EUI Target | Floor Area that meets EUI Target | Floor Area that does not meet EUI Target | Floor Area that meets EUI Target | Floor Area that does not meet EUI Target | Floor Area that meets EUI Target | Floor Area that does not meet EUI Target | Floor Area that meets EUI Target | Floor Area that does not meet EUI Target | Floor Area that meets EUI Target | Floor Area that does not meet EUI Target | Floor Area that meets EUI Target | Floor Area that does not meet EUI Target
baseline | 549031.8454 | 240111.4893 | 30979.9022 | 45517.653 | 278732.4217 | 1730669.8415 | 746199.0839 | 546465.8834 | 1180619.6759 | 590597.8906 | 668974.4104 | 190189.9177 | 3308044.3978 | 59117.1011
env_0001 | 549031.8454 | 240111.4893 | 30979.9022 | 45517.653 | 278732.4217 | 1730669.8415 | 746199.0839 | 546465.8834 | 1215041.208 | 556176.3586 | 668974.4104 | 190189.9177 | 3308044.3978 | 59117.1011
env_0002 | 549031.8454 | 240111.4893 | 30979.9022 | 45517.653 | 278732.4217 | 1730669.8415 | 746199.0839 | 546465.8834 | 1215041.208 | 556176.3586 | 668974.4104 | 190189.9177 | 3308044.3978 | 59117.1011
env_0003 | 549031.8454 | 240111.4893 | 30979.9022 | 45517.653 | 278732.4217 | 1730669.8415 | 746199.0839 | 546465.8834 | 1180619.6759 | 590597.8906 | 668974.4104 | 190189.9177 | 3308044.3978 | 59117.1011
env_0004 | 549031.8454 | 240111.4893 | 30979.9022 | 45517.653 | 278732.4217 | 1730669.8415 | 746199.0839 | 546465.8834 | 1180619.6759 | 590597.8906 | 700180.1208 | 158984.2073 | 3308044.3978 | 59117.1011
env_0005 | 549031.8454 | 240111.4893 | 30979.9022 | 45517.653 | 278732.4217 | 1730669.8415 | 746199.0839 | 546465.8834 | 1180619.6759 | 590597.8906 | 700180.1208 | 158984.2073 | 3308044.3978 | 59117.1011
hvac_0001 | 549031.8454 | 240111.4893 | 30979.9022 | 45517.653 | 278732.4217 | 1730669.8415 | 1068189.3265 | 224475.6409 | 1180619.6759 | 590597.8906 | 668974.4104 | 190189.9177 | 3308044.3978 | 59117.1011
hvac_0002 | 549031.8454 | 240111.4893 | 30979.9022 | 45517.653 | 278732.4217 | 1730669.8415 | 1068189.3265 | 224475.6409 | 1180619.6759 | 590597.8906 | 668974.4104 | 190189.9177 | 3308044.3978 | 59117.1011
hvac_0003 | 549031.8454 | 240111.4893 | 30979.9022 | 45517.653 | 278732.4217 | 1730669.8415 | 746199.0839 | 546465.8834 | 1180619.6759 | 590597.8906 | 746575.167 | 112589.1611 | 3308044.3978 | 59117.1011
hvac_0004 | 549031.8454 | 240111.4893 | 38730.144 | 37767.4112 | 416800.7899 | 1592601.4733 | 746199.0839 | 546465.8834 | 1342941.6886 | 428275.878 | 777780.8774 | 81383.4507 | 3308044.3978 | 59117.1011
hvac_0005 | 549031.8454 | 240111.4893 | 38730.144 | 37767.4112 | 416800.7899 | 1592601.4733 | 746199.0839 | 546465.8834 | 1342941.6886 | 428275.878 | 777780.8774 | 81383.4507 | 3308044.3978 | 59117.1011
hvac_0006 | 620606.3008 | 168537.034 | 30979.9022 | 45517.653 | 278732.4217 | 1730669.8415 | 746199.0839 | 546465.8834 | 1342941.6886 | 428275.878 | 777780.8774 | 81383.4507 | 3308044.3978 | 59117.1011
hvac_0007 | 549031.8454 | 240111.4893 | 30979.9022 | 45517.653 | 278732.4217 | 1730669.8415 | 746199.0839 | 546465.8834 | 1180619.6759 | 590597.8906 | 668974.4104 | 190189.9177 | 3308044.3978 | 59117.1011
hvac_0008 | 549031.8454 | 240111.4893 | 30979.9022 | 45517.653 | 278732.4217 | 1730669.8415 | 938558.3761 | 354106.5913 | 1180619.6759 | 590597.8906 | 668974.4104 | 190189.9177 | 3308044.3978 | 59117.1011
hvac_0009 | 549031.8454 | 240111.4893 | 30979.9022 | 45517.653 | 278732.4217 | 1730669.8415 | 746199.0839 | 546465.8834 | 1180619.6759 | 590597.8906 | 700180.1208 | 158984.2073 | 3308044.3978 | 59117.1011
hvac_0010 | 620606.3008 | 168537.034 | 30979.9022 | 45517.653 | 278732.4217 | 1730669.8415 | 746199.0839 | 546465.8834 | 1342941.6886 | 428275.878 | 777780.8774 | 81383.4507 | 3308044.3978 | 59117.1011
hvac_0012 | 549031.8454 | 240111.4893 | 38730.144 | 37767.4112 | 278732.4217 | 1730669.8415 | 746199.0839 | 546465.8834 | 1180619.6759 | 590597.8906 | 777780.8774 | 81383.4507 | 3308044.3978 | 59117.1011
hvac_0013 | 549031.8454 | 240111.4893 | 38730.144 | 37767.4112 | 278732.4217 | 1730669.8415 | 746199.0839 | 546465.8834 | 1342941.6886 | 428275.878 | 777780.8774 | 81383.4507 | 3308044.3978 | 59117.1011
hvac_0014 | 549031.8454 | 240111.4893 | 38730.144 | 37767.4112 | 416800.7899 | 1592601.4733 | 746199.0839 | 546465.8834 | 1342941.6886 | 428275.878 | 777780.8774 | 81383.4507 | 3308044.3978 | 59117.1011
hvac_0015 | 692139.8957 | 97003.4391 | 30979.9022 | 45517.653 | 942536.6896 | 1066865.5735 | 842378.73 | 450286.2373 | 1180619.6759 | 590597.8906 | 668974.4104 | 190189.9177 | 3308044.3978 | 59117.1011
hvac_0016 | 549031.8454 | 240111.4893 | 38730.144 | 37767.4112 | 422746.9342 | 1586655.3289 | 746199.0839 | 546465.8834 | 1342941.6886 | 428275.878 | 777780.8774 | 81383.4507 | 3308044.3978 | 59117.1011
hvac_0017 | 549031.8454 | 240111.4893 | 30979.9022 | 45517.653 | 278732.4217 | 1730669.8415 | 725523.698 | 567141.2694 | 1180619.6759 | 590597.8906 | 668974.4104 | 190189.9177 | 3308044.3978 | 59117.1011
hvac_0018 | 549031.8454 | 240111.4893 | 38730.144 | 37767.4112 | 416800.7899 | 1592601.4733 | 746199.0839 | 546465.8834 | 1342941.6886 | 428275.878 | 777780.8774 | 81383.4507 | 3308044.3978 | 59117.1011
hvac_0019 | 549031.8454 | 240111.4893 | 38730.144 | 37767.4112 | 416800.7899 | 1592601.4733 | 746199.0839 | 546465.8834 | 1342941.6886 | 428275.878 | 777780.8774 | 81383.4507 | 3308044.3978 | 59117.1011
hvac_0020 | 549031.8454 | 240111.4893 | 38730.144 | 37767.4112 | 416800.7899 | 1592601.4733 | 746199.0839 | 546465.8834 | 1180619.6759 | 590597.8906 | 777780.8774 | 81383.4507 | 3308044.3978 | 59117.1011
hvac_0021 | 549031.8454 | 240111.4893 | 38730.144 | 37767.4112 | 416800.7899 | 1592601.4733 | 746199.0839 | 546465.8834 | 1342941.6886 | 428275.878 | 777780.8774 | 81383.4507 | 3308044.3978 | 59117.1011
hvac_0022 | 315346.8586 | 473796.4762 | 18147.4778 | 58350.0774 | 0 | 2009402.2631 | 258207.8587 | 1034457.1087 | 1014547.981 | 756669.5856 | 620365.9103 | 238798.4178 | 2987830.5669 | 379330.9321
ltg_0001 | 549031.8454 | 240111.4893 | 30979.9022 | 45517.653 | 278732.4217 | 1730669.8415 | 970674.7248 | 321990.2426 | 1308520.1565 | 462697.41 | 700180.1208 | 158984.2073 | 3308044.3978 | 59117.1011
ppl_0001 | 549031.8454 | 240111.4893 | 38730.144 | 37767.4112 | 278732.4217 | 1730669.8415 | 746199.0839 | 546465.8834 | 1180619.6759 | 590597.8906 | 668974.4104 | 190189.9177 | 3308044.3978 | 59117.1011
dr_0001 | 549031.8454 | 240111.4893 | 30979.9022 | 45517.653 | 278732.4217 | 1730669.8415 | 746199.0839 | 546465.8834 | 1180619.6759 | 590597.8906 | 668974.4104 | 190189.9177 | 3308044.3978 | 59117.1011
dr_0002 | 549031.8454 | 240111.4893 | 30979.9022 | 45517.653 | 278732.4217 | 1730669.8415 | 746199.0839 | 546465.8834 | 1180619.6759 | 590597.8906 | 668974.4104 | 190189.9177 | 3308044.3978 | 59117.1011
dr_0003 | 549031.8454 | 240111.4893 | 30979.9022 | 45517.653 | 278732.4217 | 1730669.8415 | 746199.0839 | 546465.8834 | 1180619.6759 | 590597.8906 | 700180.1208 | 158984.2073 | 3308044.3978 | 59117.1011
dr_0004 | 549031.8454 | 240111.4893 | 30979.9022 | 45517.653 | 278732.4217 | 1730669.8415 | 746199.0839 | 546465.8834 | 1180619.6759 | 590597.8906 | 700180.1208 | 158984.2073 | 3308044.3978 | 59117.1011
pkg_0001 | 549031.8454 | 240111.4893 | 30979.9022 | 45517.653 | 278732.4217 | 1730669.8415 | 746199.0839 | 546465.8834 | 1342941.6886 | 428275.878 | 777780.8774 | 81383.4507 | 3308044.3978 | 59117.1011
pkg_0002 | 549031.8454 | 240111.4893 | 38730.144 | 37767.4112 | 779253.4659 | 1230148.7973 | 1292664.9674 | 0 | 1342941.6886 | 428275.878 | 777780.8774 | 81383.4507 | 3308044.3978 | 59117.1011
pkg_0003 | 549031.8454 | 240111.4893 | 38730.144 | 37767.4112 | 779253.4659 | 1230148.7973 | 1292664.9674 | 0 | 1342941.6886 | 428275.878 | 777780.8774 | 81383.4507 | 3308044.3978 | 59117.1011
pkg_0004 | 549031.8454 | 240111.4893 | 38730.144 | 37767.4112 | 882913.6626 | 1126488.6006 | 1196485.3213 | 96179.6461 | 1342941.6886 | 428275.878 | 859164.3281 | 0 | 3308044.3978 | 59117.1011
pkg_0005 | 549031.8454 | 240111.4893 | 38730.144 | 37767.4112 | 278732.4217 | 1730669.8415 | 1068189.3265 | 224475.6409 | 1342941.6886 | 428275.878 | 777780.8774 | 81383.4507 | 3308044.3978 | 59117.1011
pkg_0006 | 692139.8957 | 97003.4391 | 38730.144 | 37767.4112 | 1086551.2022 | 922851.0609 | 821703.3441 | 470961.6233 | 1342941.6886 | 428275.878 | 777780.8774 | 81383.4507 | 3308044.3978 | 59117.1011
pkg_0007 | 549031.8454 | 240111.4893 | 30979.9022 | 45517.653 | 278732.4217 | 1730669.8415 | 746199.0839 | 546465.8834 | 1180619.6759 | 590597.8906 | 700180.1208 | 158984.2073 | 3308044.3978 | 59117.1011

## 15. Upgrades - Site Energy
Tab Description:
Shows the total site energy of the selected geography under each upgrade scenario. Upgrades are color coded by category – HVAC, demand flexibility, lighting, equipment, envelope, and upgrade packages. This tab allows users to quickly see which upgrades save the most site energy in their building stock.
Row Labels | Total Site Energy (TBTu)
baseline | 0.73955
env_0001 | 0.72171
env_0002 | 0.7205
env_0003 | 0.73517
env_0004 | 0.73728
env_0005 | 0.73308
hvac_0001 | 0.67532
hvac_0002 | 0.67538
hvac_0003 | 0.70343
hvac_0004 | 0.67611
hvac_0005 | 0.67578
hvac_0006 | 0.66252
hvac_0007 | 0.7266
hvac_0008 | 0.71467
hvac_0009 | 0.73765
hvac_0010 | 0.66242
hvac_0012 | 0.7164
hvac_0013 | 0.67639
hvac_0014 | 0.70796
hvac_0015 | 0.65899
hvac_0016 | 0.65969
hvac_0017 | 0.74425
hvac_0018 | 0.69461
hvac_0019 | 0.69018
hvac_0020 | 0.70126
hvac_0021 | 0.67722
hvac_0022 | 0.82866
ltg_0001 | 0.71047
ppl_0001 | 0.72327
dr_0001 | 0.73663
dr_0002 | 0.7401
dr_0003 | 0.73726
dr_0004 | 0.73757
pkg_0001 | 0.6974
pkg_0002 | 0.57604
pkg_0003 | 0.59593
pkg_0004 | 0.55147
pkg_0005 | 0.60241
pkg_0006 | 0.58384
pkg_0007 | 0.73436
Grand Total | 27.7795
Baseline
Envelope Upgrades
HVAC Upgrades
Lighting Upgrades
Equipment Upgrades
Demand Flexibility Upgrades
Upgrade Packages

## 16. Upgrades - EUI by Bldg Type
Tab Description:
Shows the average EUI by building type under each upgrade scenario. Upgrades are color coded by category – HVAC, demand flexibility, lighting, equipment, envelope, and upgrade packages. This tab allows users to identify which upgrades are most effective in reducing EUI in which building types.
Upgrade | Education | Food Service | Healthcare | Lodging | Mercantile | Office | Warehouse and Storage
baseline | 23.3815 | 127.0878 | 28.776 | 23.914 | 26.8647 | 16.6863 | 8.254
env_0001 | 22.1434 | 126.1848 | 28.1708 | 23.7633 | 25.8901 | 16.0055 | 7.7857
env_0002 | 22.5115 | 126.4215 | 28.0562 | 23.6008 | 26.1049 | 16.1397 | 7.9308
env_0003 | 22.7517 | 127.0429 | 28.7213 | 23.7297 | 26.7114 | 16.4329 | 8.2004
env_0004 | 22.8713 | 127.029 | 28.8028 | 23.5076 | 26.7815 | 16.5428 | 8.2197
env_0005 | 22.3418 | 126.9573 | 28.7038 | 23.5141 | 26.6646 | 16.35 | 8.1381
hvac_0001 | 19.0176 | 126.8274 | 26.7782 | 23.031 | 26.8647 | 16.0875 | 8.2827
hvac_0002 | 19.0327 | 126.8274 | 26.7785 | 23.031 | 26.8647 | 16.0903 | 8.2837
hvac_0003 | 23.3815 | 122.3239 | 28.776 | 23.914 | 24.5575 | 14.4131 | 7.3788
hvac_0004 | 23.3815 | 121.106 | 28.1913 | 23.914 | 21.7157 | 12.7019 | 7.339
hvac_0005 | 23.3815 | 120.9631 | 28.1879 | 23.914 | 21.6787 | 12.6963 | 7.338
hvac_0006 | 18.2767 | 127.0878 | 28.5041 | 23.914 | 22.3833 | 11.5588 | 6.8123
hvac_0007 | 22.2752 | 127.0878 | 28.1633 | 23.914 | 25.9575 | 16.3556 | 8.2482
hvac_0008 | 21.3626 | 127.0878 | 27.9213 | 23.0538 | 25.6891 | 16.2429 | 8.2303
hvac_0009 | 23.3847 | 125.604 | 28.5809 | 23.914 | 26.731 | 16.5355 | 8.2325
hvac_0010 | 18.276 | 127.0878 | 28.5024 | 23.914 | 22.3816 | 11.5524 | 6.8059
hvac_0012 | 23.3815 | 126.1754 | 28.776 | 23.914 | 25.3985 | 14.7635 | 7.8036
hvac_0013 | 23.3815 | 120.9631 | 28.776 | 23.914 | 21.1699 | 12.6328 | 7.3347
hvac_0014 | 23.3815 | 120.7095 | 27.6111 | 23.914 | 24.3117 | 14.6805 | 7.9064
hvac_0015 | 15.7441 | 127.0878 | 25.5019 | 23.4992 | 26.8647 | 16.3682 | 8.254
hvac_0016 | 23.3815 | 114.6461 | 25.0542 | 23.914 | 20.2742 | 12.3576 | 6.7947
hvac_0017 | 24.0171 | 127.0878 | 28.776 | 24.7466 | 26.8647 | 16.6863 | 8.3563
hvac_0018 | 23.3815 | 122.9157 | 28.3076 | 23.914 | 23.3985 | 13.6705 | 7.6009
hvac_0019 | 23.3815 | 122.5572 | 28.2725 | 23.914 | 23.0018 | 13.6515 | 7.4852
hvac_0020 | 23.3815 | 124.0307 | 28.3422 | 23.914 | 24.0972 | 13.8577 | 7.7077
hvac_0021 | 23.3815 | 120.6011 | 28.1916 | 23.914 | 21.7236 | 12.8257 | 7.3807
hvac_0022 | 26.7892 | 134.8743 | 30.933 | 31.181 | 33.754 | 17.8049 | 9.0949
ltg_0001 | 23.2036 | 125.7483 | 27.981 | 21.3192 | 25.4816 | 16.0375 | 8.0433
ppl_0001 | 23.3533 | 106.6353 | 28.6707 | 23.441 | 26.2486 | 16.6863 | 8.254
dr_0001 | 22.8171 | 127.0878 | 28.776 | 23.914 | 26.8647 | 16.5361 | 8.16
dr_0002 | 23.5043 | 127.0878 | 28.776 | 23.914 | 26.8647 | 16.7193 | 8.2601
dr_0003 | 23.2479 | 127.0878 | 28.776 | 23.914 | 26.8647 | 16.4686 | 8.1409
dr_0004 | 23.2554 | 127.0878 | 28.776 | 23.914 | 26.8647 | 16.5214 | 8.1526
pkg_0001 | 20.2545 | 125.4451 | 27.4594 | 23.0729 | 24.9288 | 15.1366 | 7.3438
pkg_0002 | 18.7326 | 119.1781 | 25.2043 | 20.3978 | 20.0846 | 11.3892 | 7.1411
pkg_0003 | 18.7326 | 121.2037 | 25.3356 | 20.3978 | 21.9121 | 12.4506 | 7.4042
pkg_0004 | 16.2699 | 117.6482 | 23.947 | 19.8585 | 19.0114 | 10.8802 | 6.6201
pkg_0005 | 18.0891 | 119.2945 | 25.9278 | 22.7723 | 20.8453 | 12.0125 | 7.3609
pkg_0006 | 16.3797 | 114.6461 | 21.7801 | 24.3318 | 20.2742 | 12.0395 | 6.8969
pkg_0007 | 22.6924 | 127.0878 | 28.776 | 23.914 | 26.8647 | 16.3121 | 8.0489
Baseline
Envelope Upgrades
HVAC Upgrades
Lighting Upgrades
Equipment Upgrades
Demand Flexibility Upgrades
Upgrade Packages

## 17. Upgrades - Total Emissions
Tab Description:
Shows the total greenhouse gas emissions across all fuels under each upgrade scenario. Upgrades are color coded by category – HVAC, demand flexibility, lighting, equipment, envelope, and upgrade packages. ComStock calculates the greenhouse gas emissions from the building stock and savings from upgrades. Two grid scenarios are presented – eGRID 2021 and Cambium 15 Year Mid-Case. The choice of grid scenario impacts the grid emissions factors used in the simulations. The eGRID 2021 dataset represents the emissions factors for the grid as of the year 2021. The Cambium 15-year scenario represents a future grid scenario, which makes projections related to the cost and grid penetration of renewable energy sources, in addition to other assumptions. In order to evaluate the isolated emissions impacts of an upgrade measure compared to the current baseline stock, the eGRID emissions scenario should be used. The Cambium scenario, on the other hand, results in substantial emissions reductions (often 50% or higher) even before upgrade scenarios are considered, because the projections assume higher penetration of renewable sources on the grid. Therefore, additional caution must be exercised when evaluating emissions reductions for goal planning. For more information on the emissions factors used in the ComStock and ResStock tools, see this publication: https://www.nrel.gov/docs/fy24osti/86682.pdf.
Total Emissions Using eGRID 2021 Emissions Factors (Current State of Grid) |  |  | Total Emissions Using Cambium 15 Year Projection Emissions Factors
Row Labels | Total Emissions with eGRID 2021 | Percent Emissions Reduction from Baseline Using eGRID 2021 Emissions Factors (The State of the Grid in 2021) | Row Labels | Total Emissions with Cambium 15 Year Mid-Case | Percent Emissions Reduction from Baseline Using Cambium 15-Year Mid Case Emissions Factors (The Projected State of the Grid in 15 Years)
baseline | 0.077418 | N/A | baseline | 0.066444 | N/A
env_0001 | 0.075815 | 2.0714 | env_0001 | 0.064946 | 16.1109
env_0002 | 0.075712 | 2.2046 | env_0002 | 0.065105 | 15.9047
env_0003 | 0.076919 | 0.64482 | env_0003 | 0.066104 | 14.6142
env_0004 | 0.076855 | 0.72737 | env_0004 | 0.066215 | 14.4716
env_0005 | 0.076555 | 1.1153 | env_0005 | 0.065914 | 14.8596
hvac_0001 | 0.074438 | 3.8502 | hvac_0001 | 0.063476 | 18.0088
hvac_0002 | 0.074429 | 3.8609 | hvac_0002 | 0.063467 | 18.0211
hvac_0003 | 0.073943 | 4.4889 | hvac_0003 | 0.063688 | 17.7347
hvac_0004 | 0.071341 | 7.8505 | hvac_0004 | 0.061755 | 20.2323
hvac_0005 | 0.071387 | 7.7909 | hvac_0005 | 0.061812 | 20.1585
hvac_0006 | 0.070151 | 9.3877 | hvac_0006 | 0.060423 | 21.9524
hvac_0007 | 0.076376 | 1.3466 | hvac_0007 | 0.065521 | 15.3675
hvac_0008 | 0.075604 | 2.3441 | hvac_0008 | 0.064819 | 16.2749
hvac_0009 | 0.077166 | 0.32544 | hvac_0009 | 0.066283 | 14.384
hvac_0010 | 0.070139 | 9.4022 | hvac_0010 | 0.060416 | 21.9619
hvac_0012 | 0.074848 | 3.3204 | hvac_0012 | 0.063773 | 17.6261
hvac_0013 | 0.071388 | 7.7891 | hvac_0013 | 0.061792 | 20.1837
hvac_0014 | 0.073494 | 5.0688 | hvac_0014 | 0.063405 | 18.1008
hvac_0015 | 0.071068 | 8.2031 | hvac_0015 | 0.060513 | 21.8363
hvac_0016 | 0.06961 | 10.0855 | hvac_0016 | 0.06066 | 21.6461
hvac_0017 | 0.077988 | -0.73621 | hvac_0017 | 0.06718 | 13.2254
hvac_0018 | 0.073632 | 4.8912 | hvac_0018 | 0.063611 | 17.8343
hvac_0019 | 0.073123 | 5.5477 | hvac_0019 | 0.063257 | 18.2919
hvac_0020 | 0.074423 | 3.8691 | hvac_0020 | 0.064537 | 16.6391
hvac_0021 | 0.071558 | 7.5694 | hvac_0021 | 0.061968 | 19.9573
hvac_0022 | 0.038549 | 50.2068 | hvac_0022 | 0.033777 | 56.3704
ltg_0001 | 0.073468 | 5.1024 | ltg_0001 | 0.063533 | 17.9357
ppl_0001 | 0.077219 | 0.25731 | ppl_0001 | 0.06566 | 15.1876
dr_0001 | 0.077077 | 0.44138 | dr_0001 | 0.066317 | 14.3396
dr_0002 | 0.077483 | -0.083984 | dr_0002 | 0.066475 | 14.1355
dr_0003 | 0.077114 | 0.39264 | dr_0003 | 0.066251 | 14.425
dr_0004 | 0.077155 | 0.33998 | dr_0004 | 0.066192 | 14.5004
pkg_0001 | 0.073334 | 5.2761 | pkg_0001 | 0.063158 | 18.4196
pkg_0002 | 0.064169 | 17.1139 | pkg_0002 | 0.055606 | 28.1753
pkg_0003 | 0.06654 | 14.0519 | pkg_0003 | 0.057533 | 25.6852
pkg_0004 | 0.061197 | 20.9535 | pkg_0004 | 0.05318 | 31.3085
pkg_0005 | 0.067245 | 13.1412 | pkg_0005 | 0.057797 | 25.3443
pkg_0006 | 0.063829 | 17.5526 | pkg_0006 | 0.055459 | 28.364
pkg_0007 | 0.076776 | 0.82976 | pkg_0007 | 0.066117 | 14.5974
Grand Total | 2.8965 |  | Grand Total | 2.4941
Baseline
Envelope Upgrades
HVAC Upgrades
Lighting Upgrades
Equipment Upgrades
Demand Flexibility Upgrades
Upgrade Packages

## Hidden - Emissions Targets (hidden)
Upgrade | Education | Food Service | Healthcare | Lodging | Mercantile | Office | Warehouse and Storage
baseline | 0.0058519 | 0.0030074 | 0.022344 | 0.0096447 | 0.014775 | 0.005103 | 0.0089513
env_0001 | 0.0058519 | 0.0030074 | 0.022344 | 0.0096447 | 0.014775 | 0.005103 | 0.0089513
env_0002 | 0.0058519 | 0.0030074 | 0.022344 | 0.0096447 | 0.014775 | 0.005103 | 0.0089513
env_0003 | 0.0058519 | 0.0030074 | 0.022344 | 0.0096447 | 0.014775 | 0.005103 | 0.0089513
env_0004 | 0.0058519 | 0.0030074 | 0.022344 | 0.0096447 | 0.014775 | 0.005103 | 0.0089513
env_0005 | 0.0058519 | 0.0030074 | 0.022344 | 0.0096447 | 0.014775 | 0.005103 | 0.0089513
hvac_0001 | 0.0058519 | 0.0030074 | 0.022344 | 0.0096447 | 0.014775 | 0.005103 | 0.0089513
hvac_0002 | 0.0058519 | 0.0030074 | 0.022344 | 0.0096447 | 0.014775 | 0.005103 | 0.0089513
hvac_0003 | 0.0058519 | 0.0030074 | 0.022344 | 0.0096447 | 0.014775 | 0.005103 | 0.0089513
hvac_0004 | 0.0058519 | 0.0030074 | 0.022344 | 0.0096447 | 0.014775 | 0.005103 | 0.0089513
hvac_0005 | 0.0058519 | 0.0030074 | 0.022344 | 0.0096447 | 0.014775 | 0.005103 | 0.0089513
hvac_0006 | 0.0058519 | 0.0030074 | 0.022344 | 0.0096447 | 0.014775 | 0.005103 | 0.0089513
hvac_0007 | 0.0058519 | 0.0030074 | 0.022344 | 0.0096447 | 0.014775 | 0.005103 | 0.0089513
hvac_0008 | 0.0058519 | 0.0030074 | 0.022344 | 0.0096447 | 0.014775 | 0.005103 | 0.0089513
hvac_0009 | 0.0058519 | 0.0030074 | 0.022344 | 0.0096447 | 0.014775 | 0.005103 | 0.0089513
hvac_0010 | 0.0058519 | 0.0030074 | 0.022344 | 0.0096447 | 0.014775 | 0.005103 | 0.0089513
hvac_0012 | 0.0058519 | 0.0030074 | 0.022344 | 0.0096447 | 0.014775 | 0.005103 | 0.0089513
hvac_0013 | 0.0058519 | 0.0030074 | 0.022344 | 0.0096447 | 0.014775 | 0.005103 | 0.0089513
hvac_0014 | 0.0058519 | 0.0030074 | 0.022344 | 0.0096447 | 0.014775 | 0.005103 | 0.0089513
hvac_0015 | 0.0058519 | 0.0030074 | 0.022344 | 0.0096447 | 0.014775 | 0.005103 | 0.0089513
hvac_0016 | 0.0058519 | 0.0030074 | 0.022344 | 0.0096447 | 0.014775 | 0.005103 | 0.0089513
hvac_0017 | 0.0058519 | 0.0030074 | 0.022344 | 0.0096447 | 0.014775 | 0.005103 | 0.0089513
hvac_0018 | 0.0058519 | 0.0030074 | 0.022344 | 0.0096447 | 0.014775 | 0.005103 | 0.0089513
hvac_0019 | 0.0058519 | 0.0030074 | 0.022344 | 0.0096447 | 0.014775 | 0.005103 | 0.0089513
hvac_0020 | 0.0058519 | 0.0030074 | 0.022344 | 0.0096447 | 0.014775 | 0.005103 | 0.0089513
hvac_0021 | 0.0058519 | 0.0030074 | 0.022344 | 0.0096447 | 0.014775 | 0.005103 | 0.0089513
hvac_0022 | 0.0058519 | 0.0030074 | 0.022344 | 0.0096447 | 0.014775 | 0.005103 | 0.0089513
ltg_0001 | 0.0058519 | 0.0030074 | 0.022344 | 0.0096447 | 0.014775 | 0.005103 | 0.0089513
ppl_0001 | 0.0058519 | 0.0030074 | 0.022344 | 0.0096447 | 0.014775 | 0.005103 | 0.0089513
dr_0001 | 0.0058519 | 0.0030074 | 0.022344 | 0.0096447 | 0.014775 | 0.005103 | 0.0089513
dr_0002 | 0.0058519 | 0.0030074 | 0.022344 | 0.0096447 | 0.014775 | 0.005103 | 0.0089513
dr_0003 | 0.0058519 | 0.0030074 | 0.022344 | 0.0096447 | 0.014775 | 0.005103 | 0.0089513
dr_0004 | 0.0058519 | 0.0030074 | 0.022344 | 0.0096447 | 0.014775 | 0.005103 | 0.0089513
pkg_0001 | 0.0058519 | 0.0030074 | 0.022344 | 0.0096447 | 0.014775 | 0.005103 | 0.0089513
pkg_0002 | 0.0058519 | 0.0030074 | 0.022344 | 0.0096447 | 0.014775 | 0.005103 | 0.0089513
pkg_0003 | 0.0058519 | 0.0030074 | 0.022344 | 0.0096447 | 0.014775 | 0.005103 | 0.0089513
pkg_0004 | 0.0058519 | 0.0030074 | 0.022344 | 0.0096447 | 0.014775 | 0.005103 | 0.0089513
pkg_0005 | 0.0058519 | 0.0030074 | 0.022344 | 0.0096447 | 0.014775 | 0.005103 | 0.0089513
pkg_0006 | 0.0058519 | 0.0030074 | 0.022344 | 0.0096447 | 0.014775 | 0.005103 | 0.0089513
pkg_0007 | 0.0058519 | 0.0030074 | 0.022344 | 0.0096447 | 0.014775 | 0.005103 | 0.0089513

## 18. Upgrades - Emission Targets
Tab Description:
Shows the total greenhouse gas emissions by building type under each upgrade scenario, along with a dotted line representing the emissions reduction target set in Tab 3. Plots adjust dynamically if the user modifies the emissions reduction targets. The plots shown in this tab use the eGRID 2021 emissions scenario, which represents the state of the grid as it was in 2021. This way, the impacts of each upgrade against the baseline can be isolated and independent of any future grid projections. This tab helps the user understand which upgrades can help achieve their emissions reduction targets, as well as identify which upgrades are most effective in which building types.
Upgrade | Education | Food Service | Healthcare | Lodging | Mercantile | Office | Warehouse and Storage | Building Type | Percent Emissions Reduction Target | Emissions Target
baseline | 0.0065021 | 0.0033415 | 0.024826 | 0.010716 | 0.016416 | 0.00567 | 0.0099459 | Education | 10 | 0.0058519
env_0001 | 0.0061788 | 0.0033136 | 0.024682 | 0.010657 | 0.015951 | 0.0054735 | 0.009559 | Food Service | 10 | 0.0030074
env_0002 | 0.0062861 | 0.0033212 | 0.024374 | 0.010573 | 0.01602 | 0.0055142 | 0.009623 | Healthcare | 10 | 0.022344
env_0003 | 0.0063306 | 0.0033397 | 0.024785 | 0.010646 | 0.016319 | 0.0055962 | 0.0099029 | Lodging | 10 | 0.0096447
env_0004 | 0.0063228 | 0.0033354 | 0.024884 | 0.010544 | 0.016307 | 0.0056053 | 0.0098577 | Mercantile | 10 | 0.014775
env_0005 | 0.0061985 | 0.0033355 | 0.024816 | 0.01055 | 0.016261 | 0.0055602 | 0.0098334 | Office | 10 | 0.005103
hvac_0001 | 0.0060006 | 0.0033408 | 0.022599 | 0.010486 | 0.016416 | 0.0055538 | 0.010041 | Warehouse and Storage | 10 | 0.0089513
hvac_0002 | 0.0059953 | 0.0033408 | 0.022598 | 0.010486 | 0.016416 | 0.0055525 | 0.01004
hvac_0003 | 0.0065021 | 0.0032047 | 0.024826 | 0.010716 | 0.015272 | 0.0047377 | 0.0086842
hvac_0004 | 0.0065021 | 0.0031738 | 0.024433 | 0.010716 | 0.013348 | 0.0044777 | 0.0086898
hvac_0005 | 0.0065021 | 0.0031816 | 0.024436 | 0.010716 | 0.013378 | 0.0044806 | 0.0086925
hvac_0006 | 0.0052682 | 0.0033415 | 0.024817 | 0.010716 | 0.013329 | 0.0041276 | 0.0085504
hvac_0007 | 0.0062485 | 0.0033415 | 0.024591 | 0.010716 | 0.015945 | 0.0055957 | 0.0099382
hvac_0008 | 0.0061233 | 0.0033415 | 0.024395 | 0.010404 | 0.015847 | 0.005569 | 0.0099232
hvac_0009 | 0.0065002 | 0.0033166 | 0.024793 | 0.010716 | 0.016309 | 0.0056141 | 0.0099174
hvac_0010 | 0.005268 | 0.0033415 | 0.024817 | 0.010716 | 0.013329 | 0.0041246 | 0.0085432
hvac_0012 | 0.0065021 | 0.0033197 | 0.024826 | 0.010716 | 0.015368 | 0.0050131 | 0.0091018
hvac_0013 | 0.0065021 | 0.0031816 | 0.024826 | 0.010716 | 0.013017 | 0.004459 | 0.008686
hvac_0014 | 0.0065021 | 0.0031248 | 0.024431 | 0.010716 | 0.014481 | 0.0049444 | 0.0092944
hvac_0015 | 0.0048069 | 0.0033415 | 0.020391 | 0.010559 | 0.016416 | 0.0056076 | 0.0099459
hvac_0016 | 0.0065021 | 0.0030046 | 0.024046 | 0.010716 | 0.012343 | 0.0043862 | 0.0086124
hvac_0017 | 0.0067652 | 0.0033415 | 0.024826 | 0.010984 | 0.016416 | 0.00567 | 0.0099846
hvac_0018 | 0.0065021 | 0.0032543 | 0.02453 | 0.010716 | 0.014668 | 0.0048335 | 0.0091276
hvac_0019 | 0.0065021 | 0.0032419 | 0.024502 | 0.010716 | 0.014391 | 0.0048231 | 0.0089462
hvac_0020 | 0.0065021 | 0.0033078 | 0.024557 | 0.010716 | 0.015123 | 0.0049094 | 0.0093072
hvac_0021 | 0.0065021 | 0.0031603 | 0.024439 | 0.010716 | 0.013436 | 0.0045404 | 0.0087642
hvac_0022 | 0.0017621 | 0.0025784 | 0.010765 | 0.0064684 | 0.0079478 | 0.0023111 | 0.0067163
ltg_0001 | 0.0064239 | 0.0032918 | 0.023805 | 0.0095776 | 0.015305 | 0.0054287 | 0.0096365
ppl_0001 | 0.0065138 | 0.003158 | 0.024855 | 0.010673 | 0.016404 | 0.00567 | 0.0099459
dr_0001 | 0.0063161 | 0.0033415 | 0.024826 | 0.010716 | 0.016416 | 0.005619 | 0.0098412
dr_0002 | 0.0065389 | 0.0033415 | 0.024826 | 0.010716 | 0.016416 | 0.0056815 | 0.0099625
dr_0003 | 0.0064472 | 0.0033415 | 0.024826 | 0.010716 | 0.016416 | 0.0055899 | 0.0097769
dr_0004 | 0.006451 | 0.0033415 | 0.024826 | 0.010716 | 0.016416 | 0.0056084 | 0.0097954
pkg_0001 | 0.0056692 | 0.0032881 | 0.024301 | 0.010357 | 0.015396 | 0.0052083 | 0.0091146
pkg_0002 | 0.0059098 | 0.0031285 | 0.020999 | 0.0093378 | 0.012207 | 0.0041119 | 0.0084745
pkg_0003 | 0.0059098 | 0.0032048 | 0.021103 | 0.0093378 | 0.01358 | 0.0044943 | 0.0089099
pkg_0004 | 0.0051721 | 0.0030635 | 0.020528 | 0.0090747 | 0.011482 | 0.0038843 | 0.0079918
pkg_0005 | 0.0056965 | 0.0031603 | 0.022174 | 0.010319 | 0.012779 | 0.0043286 | 0.0087872
pkg_0006 | 0.00507 | 0.0030046 | 0.01961 | 0.010827 | 0.012343 | 0.0043238 | 0.0086511
pkg_0007 | 0.0062639 | 0.0033415 | 0.024826 | 0.010716 | 0.016416 | 0.0055367 | 0.0096749